## VETTER
Прайс-лист на продукцию Vetter c 01.05.2019
Цены в евро без НДС (20%), оплата в рублях по курсу ЦБ РФ на день платежа.
ООО "КОМПАНИЯ ОПТУЛС"
Тел.: +7 (495) 646-00-96
sale@opttools.ru
Код | Тип | Описание | Вес кг/шт | Цена в евро без НДС
Оси стальные вращающиеся для кабельных барабанов
031481024 | KSDL 10122 | Cable drum shaft steel rotating, D 101 mm, L 2400 mm, cap to 15 t | 110,00 | 2864.52
031481032 | KSDL 10122 | Cable drum shaft steel rotating, D 101 mm, L 2600 mm, cap to 15 t | 119,00 | 8228
031481040 | KSDL 10122 | Cable drum shaft steel rotating, D 101 mm, L 2800 mm, cap to 15 t | 127,00 | 8608
031481044 | KSDL 10122 | Cable drum shaft steel rotating, D 101 mm, L 3000 mm, cap to 15 t | 136,00 | 8988
031481046 | KSDL 10122 | Cable drum shaft steel rotating, D 101 mm, L 3200 mm, cap to 15 t | 145,00 | 9368
031481228 | KSDL 10825 | Cable drum shaft steel rotating, D 108 mm, L 2400 mm, cap to 25 t | 135,00 | 9748
031481234 | KSDL 10825 | Cable drum shaft steel rotating, D 108 mm, L 2600 mm, cap to 25 t | 145,00 | 10200
031481240 | KSDL 10825 | Cable drum shaft steel rotating, D 108 mm, L 2800 mm, cap to 25 t | 155,00 | 10640
031481248 | KSDL 10825 | Cable drum shaft steel rotating, D 108 mm, L 3000 mm, cap to 25 t | 166,00 | 11080
031481252 | KSDL 10825 | Cable drum shaft steel rotating, D 108 mm, L 3200 mm, cap to 25 t | 176,00 | 11520
031481428 | KSDL 11417 | Cable drum shaft steel rotating, D 114 mm, L 2500 mm, cap to 24,0 t | 119,00 | 9256
031481432 | KSDL 11417 | Cable drum shaft steel rotating, D 114 mm, L 2800 mm, cap to 24,0 t | 130,00 | 9796
031481436 | KSDK 11417 | Cable drum shaft steel rotating, D 114/2900, to 24 t, adapted for disc brake | 143,00 | 15440
031481440 | KSDL 11417 | Cable drum shaft steel rotating, D 114 mm, L 3000 mm, cap to 24,0 t | 140,00 | 10160
031481448 | KSDL 11417 | Cable drum shaft steel rotating, D 114 mm, L 3200 mm, cap to 24,0 t | 148,00 | 10520
031481456 | KSDL 11417 | Cable drum shaft steel rotating, D 114 mm, L 3300 mm, cap to 24,0 t | 152,00 | 10680
031481642 | KSDK 12120 | Cable drum shaft steel rotating, D 121/2800, to 28 t, adapted for disc brake | 154,00 | 16280
031481832 | KSDL 12714 | Cable drum shaft steel rotating, D 127 mm, L 2800 mm, cap to 28 t | 150,00 | 9512
031481836 | KSDK 12714 | Cable drum shaft steel rotating, D 127/2800, to 28 t, adapted for disc brake | 152,00 | 15240
031481844 | KSDL 12714 | Cable drum shaft steel rotating, D 127 mm, L 3000 mm, cap to 28 t | 158,00 | 9884
031481852 | KSDL 12714 | Cable drum shaft steel rotating, D 127 mm, L 3200 mm, cap to 28 t | 166,00 | 10280
031481856 | KSDL 12714 | Cable drum shaft steel rotating, D 127 mm, L 3300 mm, cap to 28 t | 170,00 | 10440
031482044 | KSDL 12725 | Cable drum shaft steel rotating, D 127 mm, L 2800 mm, cap to 38 t | 194,00 | 9484
031482052 | KSDL 12725 | Cable drum shaft steel rotating, D 127 mm, L 3000 mm, cap to 38 t | 206,00 | 9896
031482064 | KSDL 12725 | Cable drum shaft steel rotating, D 127 mm, L 3200 mm, cap to 38 t | 219,00 | 10320
031482068 | KSDL 12725 | Cable drum shaft steel rotating, D 127 mm, L 3600 mm, cap to 38 t | 244,00 | 11120
031482072 | KSDL 12725 | Cable drum shaft steel rotating, D 127 mm, L 4020 mm, cap to 38 t | 270,00 | 12000
031482649 | KSDK 13925 | Cable drum shaft steel rotating, D 139/3000, to 48 t, adapted for disc brake | 230,00 | 19760
031482651 | KSDL 13925 | Cable drum shaft steel rotating, D 139 mm, L 3200 mm, cap to 48 t | 241,00 | 14720
031483256 | KSDL 15930 | Cable drum shaft steel rotating, D 159 mm, L 3200 mm, cap to 55 t | 315,00 | 17600
031483260 | KSDL 15930 | Cable drum shaft steel rotating, D 159 mm, L 3500 mm, cap to 55 t | 344,00 | 19000
031483270 | KSDL 15930 | Cable drum shaft steel rotating, D 159 mm, L 4900 mm, cap to 55 t | 487,00 | 25840
Оси без подшипников для устройств типа KTU
031483334 | KSR 10122 | Drum shaft without bearing for KTU 20-55, D 101/22, up to 16 t, L 4000 | 187,00 | 12480
031483344 | KSR 10825 | Drum shaft without bearing for KTU 20-55, D 108/25, up to 20 t, L 4000 | 221,00 | 13120
031483354 | KSR 11417 | Drum shaft without bearing for KTU 20-55, D 114/17, up to 20 t, L 4000 | 184,00 | 12120
031483364 | KSR 12120 | Drum shaft without bearing for KTU 20-55, D 121/20, up to 24 t, L 4000 | 219,00 | 14000
031483374 | KSR 12714 | Drum shaft without bearing for KTU 20-55, D 127/14, up to 22 t, L 4000 | 178,00 | 12400
031483384 | KSR 12725 | Drum shaft without bearing for KTU 20-55, D 127/25, up to 30 t, L 4000 | 273,00 | 16000
031483424 | KSR 13917 | Drum shaft without bearing for KTU 20-55, D 139/17, up to 31 t, L 4000 | 231,00 | 14040
031483454 | KSR 13930 | Drum shaft without bearing for KTU 20-55, D 139/30, up to 38 t, L 4000 | 348,00 | 19640
031483464 | KSR 15925 | Drum shaft without bearing for KTU 20-55, D 159/25, up to 54 t, L 4000 | 355,00 | 20040
031483466 | KSR 15925 | Drum shaft without bearing for KTU 20-55, D 159/25, up to 54 t, L 4500 | 397,00 | 21800
031483476 | KSR 15930 | Drum shaft without bearing for KTU 20-55, D 159/30, up to 59 t, L 4500 | 454,00 | 16000
031483478 | KSR 15930 | Drum shaft without bearing for KTU 20-55, D 159/30, up to 59 t, L 5000 | 502,00 | 27440
03226643 | Adapter | Adapter to coil winder RW 56VK for even round cable laying | 25,00 | 1086
03227641 | ZE 212P | Electr pre-set counter 230V/AC, without cables, with control panel for M 20-80 | 4,60 | 1741.5
03227651 | KA 2 | Cable 2 m for pre set counter of the length measuring machines MZ 20-80 | 0,30 | 118.5
03227661 | KA 5 | Cable 5 m for pre set counter of the length measuring machines MZ 20-80 | 0,40 | 244.5
03227671 | KA 10 | Cable 10 m for pre set counter of the length measuring machines MZ 20-80 | 0,50 | 324
03259230 | 38/900 | Cable drum shaft for drum stand KTR, D 38, length 900, without bearings | 2,00 | 47.25
03259232 | 51/900 | Cable drum shaft for drum stand KTR, D 38, length 900, without bearings | 2,61 | 49.05
03259234 | 76/900 | Cable drum shaft for drum stand KTR, D 38, length 900, without bearings | 4,50 | 60.3
03259236 | 51/1100 | Cable drum shaft for drum stand KTR, D 38, length 900, without bearings | 5,03 | 55.35
03259237 | 76/1100 | Cable drum shaft for drum stand KTR, D 38, length 900, without bearings | 5,50 | 56.4
03259238 | 76/1300 | Cable drum shaft for drum stand KTR, D 38, length 900, without bearings | 6,50 | 154.5
03259245 | LAB 38 | Polyamide bearing to drum shaft D 38 mm, per unit | 1,00 | 45.9
03259246 | LAB 51 | Polyamide bearing to drum shaft D 51 mm, per unit | 0,82 | 48.45
03259247 | LAB 76 | Polyamide bearing to drum shaft D 76 mm, per unit | 0,60 | 52.2
Вилки для дискового тормоза барабана
0333701164 | TMK 076 | Drum fork suitable for drum disc brake on shaft-D 76 mm | 10,00 | 514.5
033370118 | TMK 095 | Drum fork suitable for drum disc brake on shaft-D 95 mm | 8,00 | 571.5
033370121 | TMG 114 | Drum fork suitable for drum disc brake on shaft-D 114 mm | 10,00 | 640.5
033370122 | TMG 121 | Drum fork suitable for drum disc brake on shaft-D 121 mm | 13,00 | 640.5
033370123 | TMG 127 | Drum fork suitable for drum disc brake on shaft-D 127 mm | 13,00 | 640.5
0924282615 | HA1 05 | Shackle stainless steel, miniature version, slotted screw-D 5, open 10, SWL 160 kg | 0,01 | 19.844
0931240272 | EM 14 | 5 spare blades for duct cutting tongs RSK 0214 | 0,03 | 36.244
0931240302 | EM 25 | 5 spare blades for duct cutting tongs RSK 0525 | 0,02 | 52.48
096010038 | EVK 34 | Pressure release valve, for compressors MK 17 and M 31 | 1,30 | 131.2
Ролики для прокладки трубы
201080 | TRS 1-300 | Pipe laying roller for duct-OD up to 300 mm | 5,20 | 65.992
201100 | TRP 1-500 | Pipe laying roller for duct-OD up to 500 mm | 5,30 | 170.82
201125 | TKS 1-160 | Pipe laying roller for duct-OD up to 160 mm | 4,20 | 80.3
201172 | TKR 3-160 | Pipe laying roller for duct-OD up to 160 mm | 5,40 | 341.64
201250 | TVR 2-500 | Pipe laying roller for duct-OD up to 500 mm, SWL 1000 kg | 12,60 | 281.78
201270 | TVR 2-760 | Pipe laying roller for duct-OD up to 760 mm, SWL 1000 kg | 20,40 | 370.84
201280 | TVH 2-1500 | Pipe laying roller hydr adj up to pipe-OD 1500 mm, SWL 1000 kg | 33,40 | 953.38
Ролики для прокладки кабеля
202090 | KR 500 | Cable run-out roller 2 steel rollers D 60 ball bearing, steel construct galv | 16,40 | 353.32
202092 | KR 750 | Cable run-out roller 2 steel rollers D 60 ball bearing Jack-knife type galv | 18,40 | 497.86
202110 | BR 3 | Cable guide roller, 3 steel-rollers, triangular | 5,60 | 274.48
202130 | ER 4-100A | Cable guide roller, 4 alu-roller opening 100x100 mm | 10,00 | 512.46
202131 | ER 4-100S | Cable guide roller, 4 high wattage steel rollers opening 100x100 mm | 12,00 | 366.46
202132 | ER 4-125 | Cable guide roller, 4 high wattage steel rollers opening 125x125 mm | 14,00 | 369.38
202137 | ER 4-150 | Cable guide roller, 4 high wattage steel rollers opening 150x150 mm | 14,50 | 372.3
202145 | ER 4-200 | Cable guide roller, 4 high wattage steel rollers opening 200x200 mm | 17,20 | 423.4
202147 | ER 4-250 | Cable guide roller, 4 high wattage steel rollers opening 250x250 mm | 22,00 | 449.68
202152 | ER 4-300 | Cable guide roller, 4 high wattage steel rollers opening 300x300 mm | 25,00 | 566.48
202160 | BF 4-100 | Mounting base to cable guide roller ER 4-100A | 7,60 | 106.58
202168 | BF 4-100S | Mounting base to cable guide roller ER 4-100S | 5,00 | 132.86
202170 | BF 4-300 | Mounting base to cable guide roller ER 4-125-300S | 5,80 | 138.7
202200 | ES 4-100 | Cable guide roller, 4 high wattage-rollers, steel, ball bearing, open 100x100 | 17,50 | 716.86
202300 | CA 1 | Slim cable laying roller width 155 mm, tube construction | 2,90 | 80.3
202310 | CAB 1 | Slim cable laying roller width 155 mm, with base plate | 3,30 | 87.6
202400 | KRS 1 | Cable laying roller, width 230 mm, steel-roller | 4,20 | 68.766
202410 | KRA 1 | Cable laying roller, width 230 mm, alu-roller | 4,20 | 83.22
202414 | KRQ 1 | Cable laying roller, width 260 mm, steel-roller | 5,40 | 63.656
202417 | KRK 1 | Cable laying roller, width 220 mm, poly-roller | 1,70 | 52.56
202418 | TRG 1 | Carrying frame galvanized for 6 plastic cable rollers KRK 1 | 2,10 | 96.36
202420 | KBA 1 | Cable laying roller, width 230 mm, alu-roller, base plate | 5,20 | 96.36
202421 | KBS 1 | Cable laying roller, width 230 mm, steel-roller, base plate | 5,20 | 90.52
202425 | KRO 1 | Cable laying roller, width 220 mm, low steel roller | 5,14 | 74.46
202470 | KRS 1-170 | Cable laying roller, width 255 mm, steel-roller high wattage, 400 kg | 5,80 | 81.76
202472 | KRS 1-220 | Cable laying roller, width 315 mm, steel-roller high wattage, 400 kg | 6,40 | 112.42
202485 | KRS 1-600 | Cable laying roller, width 600 mm, steel-roller high wattage, 400 kg | 14,00 | 290.54
202501 | KR 3-120 | Cable laying roller, width 250 mm, 3 alu-rollers | 5,70 | 350.4
202540 | VG 3 | Cable roller connector for two ore more cable laying rollers KR 3 | 0,80 | 87.6
202600 | ERS 3 | Cable corner roller, steel tube construct galv 3 steel-rollers D 120/76x145 | 12,00 | 255.5
202624 | ERQ 3 | Cable corner roller, sheet steel galv 3 steel rollers, D 120/76x185 mm | 16,00 | 205.86
202660 | EWS 3-110 | Corner roller, steel tube construct galv 3 steel-rollers for c-D 110, cap 800 kg | 23,50 | 465.74
202670 | EWS 3-170 | Corner roller, steel tube construct galv 3 steel-rollers for c-D 170, cap 800 kg | 29,80 | 494.94
202700 | SKS 1 | Shaft edge roller fix, for protection of the pulling winch ropes | 12,70 | 299.3
202710 | SKD 1 | Shaft edge roller swivelling, for protection of the pulling winch ropes | 13,80 | 343.1
202750 | SE 3-45A | Cable deviation device, 45°, 3 alu-rollers | 14,20 | 427.78
202760 | SE 3-45S | Cable deviation device, 45°, 3 steel-rollers | 14,40 | 433.62
202810 | SE 6-90A | Cable deviation device, 90°, 6 alu-rollers | 24,20 | 740.22
202820 | SE 6-90S | Cable deviation device, 90°, 6 steel-rollers | 24,60 | 681.82
202840 | SE 6-90S | Cable deviation device, 90°, 6 steel-rollers, R 1100 mm | 25,20 | 867.24
202842 | SE 8-90S | Cable deviation device, 90°, 8 steel-rollers, R 1500 mm | 41,00 | 2064.44
202848 | VSB 3-90 | Locking tube bow for fitting on cable deviation devices SE 6-9 | 0,50 | 45.552
202849 | SE 12-180 | Cable roller bow 180°, 12 poly-rollers, R 1560 mm | 245,00 | 11183.6
202850 | KUG 3-45A | Cable deviation device, 45°, 3 alu-rollers, D 125/60x146 mm | 12,00 | 581.08
202851 | KUG 3-45S | Cable deviation device, 45°, 3 steel-rollers, D 120/76x145 mm | 12,20 | 512.46
202910 | KEG 3-45A | Cable lead-in roller, 45°, 3 alu-roller D 125/60x146 mm | 14,30 | 553.34
202911 | KEG 3-45S | Cable lead-in roller, 45°, 3 steel rollers D 120/76x145 mm | 14,50 | 497.86
202950 | KEG 4-45A | Cable lead-in roller, 45°, 4 alu-roller D 125/60x146 mm | 20,90 | 769.42
202951 | KEG 4-45S | Cable lead-in roller, 45°, 3 steel rollers D 120/76x145 mm | 21,10 | 664.3
203150 | LR 20 | Cable guide roller of steel galv D 100, L int/ext 210/320, without brace | 8,60 | 509.54
203190 | LR 40 | Cable guide roller of steel galv D 100, L int/ext 310/420, without brace | 10,70 | 594.22
203250 | KSR 200 | Cable protection roller, 1 steel roller D 60x200, spindle extendable 350-500 | 6,00 | 204.4
203300 | KSR 1A | Cable guide roller for under or over passing, 1 alu-roller, without brace | 2,70 | 176.66
203500 | ZR 220 | Cable alu roller D 220/110, for under or over passing obstacles Without brace | 7,60 | 616.12
203640 | ZRB 220 | Edge roller, alu-roller D 220/100with ball bearing for walls and manholes | 15,90 | 857.02
203910 | BNB 3 | Bundle stand triangle on tripod with height adjustment, steel galv | 13,20 | 496.4
Распорные штанги и аксессуары к ним
205160 | KS 4-6 | Canal brace D 60, extendable 40-60 cm, galvanized | 6,20 | 124.1
205180 | KS 6-10 | Canal brace D 60, extendable 60-100 cm, black painted | 8,50 | 135.78
205200 | KS 8-13 | Canal brace D 60, extendable 80-130 cm, black painted | 10,00 | 153.3
205220 | KS 10-17 | Canal brace D 60, extendable 100-170 cm, black painted | 11,50 | 173.74
205240 | KS 14-24 | Canal brace D 60, extendable 140-240 cm, black painted | 15,50 | 198.56
205260 | KS 17-30 | Canal brace D 60, extendable 170-300 cm, black painted | 19,80 | 224.84
205340 | SPV 45-60 | Brace connector for cross-connection of 2 canal braces or tubes | 2,65 | 109.5
205400 | KSP 14 | Brace retainer for cable frame roller ER 4-100A | 3,40 | 100.74
205401 | KSP 10 | Brace retainer for cable frame roller ER 4-100S | 2,00 | 97.82
205402 | KSP 12 | Brace retainer for cable frame roller ER 4-125-300 | 3,00 | 90.52
205420 | KSA 22 | Support-connector for frame rollers ER 4-125-300 | 7,00 | 73
205500 | KSP 33 | Brace retainer for triangle cable guide roller Code 202110, BR 3 | 2,70 | 83.22
205630 | KSS 6-300 | Brace hinge for fixing of any braces to any angular concrete shaft wall | 2,00 | 91.98
Штыри для фиксации роликов
205690 | BN 30 | Fixing nails steel galv for fixing of cable rollers, D 16 mm, L 30 cm | 0,50 | 14.162
205710 | BN 50 | Fixing nails steel galv for fixing of cable rollers, D 16 mm, L 50 cm | 0,80 | 15.184
205730 | BN 70 | Fixing nails steel galv for fixing of cable and corner rollers, D 16 mm, L 70 cm | 1,10 | 15.622
205740 | BN 100 | Fixing nails steel galv for fixing of cable and corner rollers, D 16 mm, L 100 cm | 1,58 | 19.418
Подъёмники крышек люков
207110 | DHZ 10 | Cover lifter, triangular handle for light covers, steel galv Two required | 3,76 | 99.28
207120 | DHZ 20 | Cover lifter, spindle for heavy, blocked covers, height 540 Steel galv 2 required | 6,70 | 188.34
207125 | DHZ 27 | Cover lifter, spindle for heavy, blocked covers, height 700 Steel galv 2 required | 6,90 | 198.56
207210 | DHF 06 | Cover lifter mobile, cap 600 kg for lifting and transporting covers Two required | 16,00 | 861.4
Защитные кабельные изгибы
209100 | KSB 10 | Protective cable bow smooth model, steel sheet galv | 1,90 | 52.706
209140 | KSB 20 | Protective cable bow for cable shaft edges, steel sheet galv | 4,70 | 112.42
209180 | KSB 30 | Protective cable bow with handle and stop, steel sheet galv | 2,30 | 58.546
209220 | KSB 40 | Protective cable bow two pcs with clamp, with snout, steel sheet galv | 3,50 | 143.08
209230 | RSB 200 | Protective bow for pulling-in multiple ducts, steel sheet galv | 7,00 | 426.32
Вводы в трубу для кабеля
209340 | KET 60 | Cable lead-in tube for duct-ID 55-62 mm, hinged with clamp | 1,50 | 52.414
209360 | KET 70 | Cable lead-in tube for duct-ID 64-72 mm, hinged with clamp | 1,40 | 55.918
209370 | KET 75 | Cable lead-in tube for duct-ID 72-77 mm, hinged with clamp | 1,40 | 62.78
209380 | KET 80 | Cable lead-in tube for duct-ID 77-82 mm, hinged with clamp | 1,90 | 65.554
209400 | KET 90 | Cable lead-in tube for duct-ID 89-95 mm, hinged with clamp | 1,95 | 72.562
209420 | KET 100 | Cable lead-in tube for duct-ID 97-104 mm, hinged with clamp | 2,40 | 77.38
209460 | KET 120 | Cable lead-in tube for duct-ID 115-124 mm, hinged with clamp | 2,60 | 94.9
209470 | KET 130 | Cable lead-in tube for duct-ID 128-136 mm, hinged with clamp | 3,00 | 102.2
209490 | KET 140 | Cable lead-in tube for duct-ID 135-144 mm, hinged with clamp | 3,50 | 134.32
209520 | KET 150 | Cable lead-in tube for duct-ID 142-154 mm, hinged with clamp | 5,20 | 105.12
209525 | KET 170 | Cable lead-in tube for duct-ID 160-175 mm, hinged with clamp | 5,70 | 183.96
209528 | KET 180 | Cable lead-in tube for duct-ID 170-185 mm, hinged with clamp | 5,70 | 183.96
209530 | KET 190 | Cable lead-in tube for duct-ID 180-195 mm, hinged with clamp | 5,80 | 183.96
209535 | KET 200 | Cable lead-in tube for duct-ID 195-210 mm, hinged with clamp | 6,00 | 182.5
Вводы для монтажа на ролике KEG 3
209560 | KTL 80 | Cable lead-in tube to mount on KEG 3, duct-ID 77-82 , hinged with clamp | 2,10 | 108.04
209580 | KTL 100 | Cable lead-in tube to mount on KEG 3, duct-ID 97-104 , hinged with clamp | 2,60 | 113.88
209600 | KTL 120 | Cable lead-in tube to mount on KEG 3, duct-ID 115-124 , hinged with clamp | 2,80 | 143.08
209620 | KTL 150 | Cable lead-in tube to mount on KEG 3, duct-ID 147-154 , hinged with clamp | 4,40 | 169.36
Ввод в трубу для троса, с 1 валиком
209640 | SET 60 | Rope lead-in-tube, 1 st-roller D 90/50, duct-ID 55-62, for protecting the rope | 3,90 | 210.24
209650 | SET 70 | Rope lead-in-tube, 1 st-roller D 90/50, duct-ID 64-72, for protecting the rope | 3,91 | 214.62
209655 | SET 75 | Rope lead-in-tube, 1 st-roller D 90/50, duct-ID 71-75, for protecting the rope | 4,45 | 217.54
209660 | SET 80 | Rope lead-in-tube, 1 st-roller D 90/50, duct-ID 77-82, for protecting the rope | 4,70 | 221.92
209670 | SET 90 | Rope lead-in-tube, 1 st-roller D 90/50, duct-ID 90-95, for protecting the rope | 4,80 | 224.84
209680 | SET 100 | Rope lead-in-tube, 1 st-roller D 90/50, duct-ID 97-104, for protecting the rope | 5,10 | 232.14
209700 | SET 120 | Rope lead-in-tube, 1 st-roller D 90/50, duct-ID 115-124, for protecting the rope | 5,50 | 246.74
209720 | SET 130 | Rope lead-in-tube, 1 st-roller D 90/50, duct-ID 128-136, for protecting the rope | 6,00 | 255.5
209730 | SET 140 | Rope lead-in-tube, 1 st-roller D 90/50, duct-ID 135-144, for protecting the rope | 5,81 | 271.56
209740 | SET 150 | Rope lead-in-tube, 1 st-roller D 125/60, duct-ID 147-154, for protecting the rope | 8,50 | 292
209745 | SET 180 | Rope lead-in-tube, 1 st-roller D 125/60, duct-ID 170-185, for protecting the rope | 10,60 | 324.12
209750 | SET 190 | Rope lead-in-tube, 1 st-roller D 125/60, duct-ID 180-195, for protecting the rope | 10,30 | 328.5
209760 | SET 200 | Rope lead-in-tube, 1 st-roller D 125/60, duct-ID 195-210, for protecting the rope | 10,60 | 362.08
Ввод в трубу для кабеля, с 4 валиками
209786 | KEK 50 | Cable lead-in-tube, 4 st- rollers D 42, for duct-ID 45-50, hinged with clamp | 2,70 | 237.98
209792 | KEK 75 | Cable lead-in-tube, 4 st- rollers D 42, for duct-ID 69-74, hinged with clamp | 3,50 | 208.78
209802 | KEK 80 | Cable lead-in-tube, 4 st- rollers D 42, for duct-ID 77-82, hinged with clamp | 3,60 | 245.28
209810 | KEK 90 | Cable lead-in-tube, 4 st- rollers D 42, for duct-ID 90-95, hinged with clamp | 4,20 | 268.64
209820 | KEK 100 | Cable lead-in-tube, 4 st- rollers D 42, for duct-ID 97-104, hinged with clamp | 4,60 | 270.1
209840 | KEK 120 | Cable lead-in-tube, 4 st- rollers D 42, for duct-ID 115-124, hinged with clamp | 5,30 | 296.38
209850 | KEK 130 | Cable lead-in-tube, 4 st- rollers D 42, for duct-ID 128-136, hinged with clamp | 6,00 | 347.48
209860 | KEK 140 | Cable lead-in-tube, 4 st- rollers D 42, for duct-ID 135-144, hinged with clamp | 6,43 | 306.6
209880 | KEK 150 | Cable lead-in-tube, 4 st- rollers D 42, for duct-ID 147-154, hinged with clamp | 8,00 | 315.36
209890 | KEK 160 | Cable lead-in-tube, 4 st- rollers D 42, for duct-ID 155-165, hinged with clamp | 8,20 | 367.92
209910 | KEK 180 | Cable lead-in-tube, 4 st- rollers D 42, for duct-ID 170-185, hinged with clamp | 8,50 | 424.86
209920 | KEK 190 | Cable lead-in-tube, 4 st- rollers D 42, for duct-ID 180-195, hinged with clamp | 8,50 | 424.86
209930 | KEK 200 | Cable lead-in-tube, 4 st- rollers D 42, for duct-ID 195-210, hinged with clamp | 8,80 | 430.7
Мини-кондуктора на пластмассовых бобинах
211004 | RS 3-30 | Mini-rod yellow D 3 x 30 m, in plastic housing | 1,26 | 152.1
211006 | RS 3-50 | Mini-rod yellow D 3 x 50 m, in plastic housing | 1,50 | 176.8
211012 | ES 3-30 | Mini-rod yellow D 3 x 30 m, as spare part | 0,47 | 64.09
211014 | ES 3-50 | Mini-rod yellow D 3 x 30 m, as spare part | 0,68 | 79.3
211031 | ORS 3-30 | Mini-rod red D 3x30 m, with 2 copper conductors D 0,25 mm, in plastic housing | 1,30 | 167.7
211033 | ORS 3-50 | Mini-rod red D 3x50 m, with 2 copper conductors D 0,25 mm, in plastic housing | 1,50 | 195
211039 | OES 3-30 | Mini-rod red D 3x30 m, with 2 copper conductors D 0,25 mm, as spare part | 0,46 | 80.6
211041 | OES 3-50 | Mini-rod red D 3x50 m, with 2 copper conductors D 0,25 mm, as spare part | 0,66 | 101.4
Кондуктора на катушках RS и ORS, кондуктора без катушек ES и OES
211090 | RS 4,5-40 | Conduit rod D 4,5 x 40 m, incl reel galv D 350 mm, without wheels | 3,70 | 338
211130 | RS 4,5-60 | Conduit rod D 4,5 x 60 m, incl reel galv D 350 mm, without wheels | 4,30 | 369.2
211170 | RS 4,5-80 | Conduit rod D 4,5 x 80 m, incl reel galv D 350 mm, without wheels | 4,90 | 388.7
211590 | ES 4,5-40 | Spare conduit rod yellow, D 4,5 x 40 m, without reel | 1,25 | 106.6
211630 | ES 4,5-60 | Spare conduit rod yellow, D 4,5 x 60 m, without reel | 1,85 | 135.2
211670 | ES 4,5-80 | Spare conduit rod yellow, D 4,5 x 80 m, without reel | 2,45 | 174.2
213523 | RS 6,5-40 | Conduit rod D 6,5 x 40 m, incl reel galv D 600 mm, without wheels | 7,10 | 358.8
213563 | RS 6,5-60 | Conduit rod D 6,5 x 60 m, incl reel galv D 600 mm, without wheels | 8,10 | 369.2
213603 | RS 6,5-80 | Conduit rod D 6,5 x 80 m, incl reel galv D 600 mm, without wheels | 9,10 | 405.6
214523 | ES 6,5-40 | Spare conduit rod yellow, D 6,5 x 40 m, without reel | 2,10 | 119.6
214563 | ES 6,5-60 | Spare conduit rod yellow, D 6,5 x 60 m, without reel | 3,10 | 140.4
214603 | ES 6,5-80 | Spare conduit rod yellow, D 6,5 x 80 m, without reel | 4,10 | 182
215103 | RS 9-40 | Conduit rod D 9,0 x 40 m, incl reel galv D 800 mm, with 2 wheels | 18,10 | 568.1
215163 | RS 9-60 | Conduit rod D 9,0 x 60 m, incl reel galv D 800 mm, with 2 wheels | 20,40 | 579.8
215243 | RS 9-80 | Conduit rod D 9,0 x 80 m, incl reel galv D 800 mm, with 2 wheels | 22,55 | 640.9
215303 | RS 9-100 | Conduit rod D 9,0 x 100 m, incl reel galv D 800 mm, with 2 wheels | 24,80 | 703.3
215363 | RS 9-120 | Conduit rod D 9,0 x 120 m, incl reel galv D 800 mm, with 2 wheels | 26,90 | 742.3
215373 | RS 9-120 | Conduit rod D 9,0 x 120 m, incl reel galv D 1000 mm, with 2 wheels | 34,70 | 861.9
217103 | ES 9-40 | Spare conduit rod yellow, D 9,0 x 40 m, without reel | 4,70 | 163.8
217163 | ES 9-60 | Spare conduit rod yellow, D 9,0 x 60 m, without reel | 6,80 | 179.4
217243 | ES 9-80 | Spare conduit rod yellow, D 9,0 x 80 m, without reel | 9,10 | 193.7
217313 | ES 9-100 | Spare conduit rod yellow, D 9,0 x 100 m, without reel | 11,30 | 232.7
217373 | ES 9-120 | Spare conduit rod yellow, D 9,0 x 120 m, without reel | 13,45 | 274.3
221463 | RS 11-150 | Conduit rod D 11,0 x 150 m, incl reel galv D 1000 mm, with 2 wheels | 45,50 | 835.9
221603 | RS 11-200 | Conduit rod D 11,0 x 200 m, incl reel galv D 1000 mm, with 2 wheels | 53,50 | 950.3
221613 | RS 11-200 | Conduit rod D 11,0 x 200 m, incl reel galv D 1200 mm, with 2 wheels | 59,00 | 1108.9
221763 | RS 11-250 | Conduit rod D 11,0 x 250 m, incl reel galv D 1200 mm, with 2 wheels | 67,10 | 1171.3
221913 | RS 11-300 | Conduit rod D 11,0 x 300 m, incl reel galv D 1200 mm, with 2 wheels | 75,20 | 1220.7
223463 | ES 11-150 | Spare conduit rod yellow, D 11,0 x 150 m, without reel | 24,40 | 470.6
223613 | ES 11-200 | Spare conduit rod yellow, D 11,0 x 200 m, without reel | 32,40 | 594.1
223763 | ES 11-250 | Spare conduit rod yellow, D 11,0 x 250 m, without reel | 40,50 | 705.9
223913 | ES 11-300 | Spare conduit rod yellow, D 11,0 x 300 m, without reel | 48,50 | 858
224200 | RS 15-200 | Conduit rod D 15,0 x 200 m, incl reel galv D 1500 mm, with 2 wheels | 126,00 | 3471
224220 | RS 15-250 | Conduit rod D 15,0 x 250 m, incl reel galv D 1500 mm, with 2 wheels | 141,00 | 3653
224240 | RS 15-300 | Conduit rod D 15,0 x 300 m, incl reel galv D 1500 mm, with 2 wheels | 157,00 | 3835
224260 | RS 15-350 | Conduit rod D 15,0 x 350 m, incl reel galv D 1500 mm, with 2 wheels | 171,00 | 4017
224280 | RS 15-400 | Conduit rod D 15,0 x 400 m, incl reel galv D 1500 mm, with 2 wheels | 186,00 | 4199
224320 | RSA 15 | Pushing unit for fixing on base frame | 235,00 | 29510
224330 | RSAG 15 | Surcharge for base frame to built a mobile pushing unit | 54,00 | 2541.5
224360 | Surcharge | Surcharge for oddment storage on base frame | 8,70 | 357.5
224372 | ES 15-200 | Spare conduit rod yellow, D 15,0 x 200 m Winding only through Vetter | 60,30 | 798.2
224374 | ES 15-250 | Spare conduit rod yellow, D 15,0 x 250 m Winding only through Vetter | 75,30 | 963.3
224376 | ES 15-300 | Spare conduit rod yellow, D 15,0 x 300 m Winding only through Vetter | 90,30 | 1121.9
224378 | ES 15-350 | Spare conduit rod yellow, D 15,0 x 350 m Winding only through Vetter | 105,00 | 1288.3
224380 | ES 15-400 | Spare conduit rod yellow, D 15,0 x 400 m Winding only through Vetter | 120,00 | 1450.8
225003 | ORS 4,5-40 | Detecting red conduit rod D 4,5 x 40 m, 4 copper wires, reel D 350 mm | 3,80 | 535.6
225005 | ORS 4,5-60 | Detecting red conduit rod D 4,5 x 60 m, 4 copper wires, reel D 350 mm | 4,40 | 588.9
225007 | ORS 4,5-80 | Detecting red conduit rod D 4,5 x 80 m, 4 copper wires, reel D 350 mm | 5,00 | 630.5
225011 | OES 4,5-40 | Spare detecting rod red, D 4,5 x 40 m, without reel | 1,25 | 305.5
225013 | OES 4,5-60 | Spare detecting rod red, D 4,5 x 60 m, without reel | 1,90 | 348.4
225015 | OES 4,5-80 | Spare detecting rod red, D 4,5 x 80 m, without reel | 2,50 | 392.6
225034 | ORS 7,4-40 | Detecting red conduit rod D 7,4 x 40 m, 6 copper wires, reel D 600 mm | 8,10 | 724.1
225036 | ORS 7,4-60 | Detecting red conduit rod D 7,4 x 60 m, 6 copper wires, reel D 600 mm | 9,50 | 791.7
225038 | ORS 7,4-80 | Detecting red conduit rod D 7,4 x 80 m, 6 copper wires, reel D 600 mm | 10,90 | 861.9
225040 | ORS 7,4-100 | Detecting red conduit rod D 7,4 x 100 m, 6 copper wires, reel D 600 mm | 18,60 | 1082.9
225045 | OES 7,4-40 | Spare detecting rod red, D 7,4 x 40 m, without reel | 3,00 | 399.1
225047 | OES 7,4-60 | Spare detecting rod red, D 7,4 x 60 m, without reel | 4,40 | 508.3
225049 | OES 7,4-80 | Spare detecting rod red, D 7,4 x 80 m, without reel | 5,80 | 627.9
225051 | OES 7,4-100 | Spare detecting rod red, D 7,4 x 100 m, without reel | 7,20 | 734.5
225205 | ORS 9,0-60 | Detecting red conduit rod D 9,0 x 60 m, 6 copper wires, reel D 800 mm | 19,80 | 981.5
225207 | ORS 9,0-80 | Detecting red conduit rod D 9,0 x 80 m, 6 copper wires, reel D 800 mm | 21,80 | 1086.8
225209 | ORS 9,0-100 | Detecting red conduit rod D 9,0 x 100 m, 6 copper wires, reel D 800 mm | 23,80 | 1160.9
225211 | ORS 9,0-120 | Detecting red conduit rod D 9,0 x 120 m, 6 copper wires, reel D 800 mm | 25,80 | 1236.3
225218 | OES 9,0-60 | Spare detecting rod red, D 9,0 x 60 m, without reel | 6,20 | 625.3
225220 | OES 9,0-80 | Spare detecting rod red, D 9,0 x 80 m, without reel | 8,20 | 722.8
225222 | OES 9,0-100 | Spare detecting rod red, D 9,0 x 100 m, without reel | 10,30 | 820.3
225224 | OES 9,0-120 | Spare detecting rod red, D 9,0 x 120 m, without reel | 12,30 | 916.5
225250 | ORS 11,0-150 | Detecting red conduit rod D 11,0 x 150 m, 6 copper wires, reel D 1000 mm | 44,20 | 1518.4
225254 | ORS 11,0-200 | Detecting red conduit rod D 11,0 x 200 m, 6 copper wires, reel D 1000 mm | 51,70 | 1739.4
225258 | ORS 11,0-250 | Detecting red conduit rod D 11,0 x 250 m, 6 copper wires, reel D 1200 mm | 64,70 | 2121.6
225262 | ORS 11,0-300 | Detecting red conduit rod D 11,0 x 300 m, 6 copper wires, reel D 1200 mm | 72,10 | 2364.7
225268 | OES 11,0-150 | Spare detecting rod red, D 11,0 x 150 m, without reel | 22,80 | 1085.5
225272 | OES 11,0-200 | Spare detecting rod red, D 11,0 x 200 m, without reel | 30,30 | 1367.6
225276 | OES 11,0-250 | Spare detecting rod red, D 11,0 x 250 m, without reel | 37,80 | 1638
225280 | OES 11,0-300 | Spare detecting rod red, D 11,0 x 300 m, without reel | 45,20 | 1908.4
225292 | OES 15,0-200 | Spare detecting rod red, D 15,0 x 200 m Winding only through Vetter | 60,20 | 1450.8
225293 | OES 15,0-250 | Spare detecting rod red, D 15,0 x 250 m Winding only through Vetter | 75,40 | 1752.4
225295 | OES 15,0-300 | Spare detecting rod red, D 15,0 x 300 m Winding only through Vetter | 90,40 | 2059.2
225296 | OES 15,0-350 | Spare detecting rod red, D 15,0 x 350 m Winding only through Vetter | 105,40 | 2366
225297 | OES 15,0-400 | Spare detecting rod red, D 15,0 x 400 m Winding only through Vetter | 120,40 | 2672.8
225302 | ORS 15,0-200 | Detecting red conduit rod D 15,0 x 200 m, 6 copper wires, reel D 1500 mm | 121,00 | 3731
225303 | ORS 15,0-250 | Detecting red conduit rod D 15,0 x 250 m, 6 copper wires, reel D 1500 mm | 136,00 | 4030
225304 | ORS 15,0-300 | Detecting red conduit rod D 15,0 x 300 m, 6 copper wires, reel D 1500 mm | 150,00 | 4329
225305 | ORS 15,0-350 | Detecting red conduit rod D 15,0 x 350 m, 6 copper wires, reel D 1500 mm | 165,00 | 4576
225306 | ORS 15,0-400 | Detecting red conduit rod D 15,0 x 400 m, 6 copper wires, reel D 1500 mm | 180,00 | 4875
Аксессуары к кондукторам, имеющим функцию обнаружения
225310 | ERK 22 | Grounding head D 22x45, M12/M10, Alu, for spot detection with transmitter D 18 | 0,03 | 15.34
225312 | ERK 42 | Grounding head D 22x45, M12/M10, Alu, for spot detection with transmitter D 39 | 0,10 | 16.51
225321 | RPO 4 | Service-Set for detecting rod D 4,5, of 3 brass sock, 2 joint sleeves, 1 adhesive | 0,14 | 42.12
225323 | RPO 7 | Service-Set for detecting rod D 7,4, of 1 brass socket, 1 joint sleeve, 1 adhesive | 0,20 | 42.12
225324 | RPO 9 | Service-Set for detecting rod D 9,0, of 1 brass socket, 1 joint sleeve, 1 adhesive | 0,25 | 46.54
225325 | RPO 11 | Service-Set for detecting rod D 11, of 1 brass socket, 1 joint sleeve, 1 adhesive | 0,25 | 47.45
225326 | RPO 15 | Service-Set for detecting rod D 15, of 1 brass socket, 1 joint sleeve, 1 adhesive | 0,27 | 87.1
Катушки для кондукторов
226010 | RSH 350 | Reel only galvanized, for conduit rods D 350 mm, without wheels | 2,45 | 237.9
226020 | RSH 600 | Reel only galvanized, for conduit rods D 600 mm, without wheels | 4,90 | 258.7
226070 | RSH 800 | Reel only galvanized, for conduit rods D 800 mm, with 2 wheels | 11,20 | 418.6
226090 | RSH 1000 | Reel only galvanized, for conduit rods D 1000 mm, with 2 wheels | 21,40 | 538.2
226120 | RSH 1200 | Reel only galvanized, for conduit rods D 1200 mm, with 2 wheels | 26,80 | 679.9
226130 | RSH 1500 | Reel only galvanized, for conduit rods D 1500 mm, with 2 wheels | 66,00 | 2785.9
Аксессуары к кондукторам
226140 | RLM 600 | Length meter for conduit rods, dia 4-7,4, in reel-D 600 mm | 0,80 | 289.9
226150 | RLM 911 | Length meter for conduit rods, dia 6,5-11, in reel-D 800-1200 mm | 0,65 | 269.1
226160 | RSK 12 | Connecting swivel for coupling of two ore more conduit rods D 6,5 mm | 0,04 | 30.16
226170 | RSK 18 | Connecting swivel for coupling of two ore more conduit rods D 9,0-11 mm | 0,11 | 30.16
226180 | RSF 35 | Catch hook, alu for pushing two conduit rods from opposite for duct-ID 40-50 | 0,50 | 371.8
226200 | RSF 50 | Catch hook, steel for pushing two conduit rods from opposite for duct-ID 50-80 | 0,40 | 93.6
226210 | RSF 100 | Catch hook, steel for pushing two conduit rods from opposite for duct-ID 80-100 | 0,80 | 107.9
226290 | MBZ 75 | Pulling disc of rubber for safe and careful pulling of all rods D 3-12 mm | 0,05 | 6.11
226300 | RFK 7 | Guide tip with spring for mini-rod, length 87 mm, light tip of alu D 7 mm | 0,13 | 21.71
226302 | RFK 10 | Guide tip with spring for mini-rod, length 87 mm, set of 3 pcs tip of alu D 10 | 0,13 | 22.36
226308 | RFK 71 | Guide tip with spring for mini-rod, L 87 mm, set 1 each, with alu-tip D 7 + 10 | 0,09 | 15.99
226310 | RZO 6 | Pulling eyes for all mini-rods of D 3 mm, set of 3 pcs for cd 6 mm | 0,04 | 6.76
226312 | RZS 6 | Pulling grip with eye M 5, for all rods RS 3-4,5, for cd 4-6 mm | 0,02 | 24.05
226313 | RZS 9 | Pulling grip with eye M 5, for all rods RS 3-4,5, for cd 6-9 mm | 0,02 | 24.31
226314 | RZS 12 | Pulling grip with eye M 5, for all rods RS 3-4,5, for cd 9-12 mm | 0,02 | 28.86
226315 | RZS 15 | Pulling grip with eye M 5, for all rods RS 3-4,5, for cd 12-15 mm | 0,03 | 32.76
226320 | RAK 11 | Guide tip alu D 11, M5, for conduit rods D 4,5 mm | 0,01 | 6.76
226350 | RAK 12 | Guide tip alu D 12, M8, for conduit rods D 6,5 mm | 0,01 | 8.84
226380 | RAK 17 | Guide tip alu D 17, M12, for conduit rods D 9-15 mm | 0,02 | 23.79
226390 | RSW 18 | Guide swivel steel galv for RS D 9-11 for twist-free pulling | 0,13 | 65
226400 | RAF 25 | Guide tip polyamide, D 25, M12 for easy sliding through the pipes | 0,05 | 19.76
226410 | RKF 28 | Guide tip polyamide, D 28, M12 for easy sliding through the pipes | 0,08 | 24.18
226420 | RKF 40 | Guide tip polyamide, D 40, M12 for easy sliding through the pipes | 0,14 | 32.63
226423 | RFK 70 | Guide balls of light plastic, D 70, thread M 12, for RS D 9-11 mm | 0,14 | 67.6
226424 | RFK 75 | Guide balls of light plastic, D 75, thread M 12, for RS D 9-11 mm | 0,16 | 67.6
226425 | RFK 85 | Guide balls of light plastic, D 85, thread M 12, for RS D 9-11 mm | 0,18 | 67.6
226430 | RFR 50 | Guide rollers of alu, thread M 12, for RS D 9-11 mm | 0,21 | 33.8
226440 | RSL 10 | Shackle for guide tip RAF 25 of conduit rods D 9,0 - 11,0 mm | 0,09 | 6.37
226470 | RPA 3 | Screw brass socket with thread conduit rods D 3,0 mm | 0,01 | 2.21
226476 | RPS 3 | Service-Set for rod D 3, of 3 brass sockets, 2 joint sleeves, 2 eyes, 1 adhesive | 0,10 | 27.3
226480 | RPA 4 | Screw brass socket with thread conduit rods D 4,5 mm | 0,01 | 3.64
226490 | RPV 4 | Joint brass socket, without adhesive, for conduit rods D 4,5 mm | 0,01 | 3.9
226500 | RPS 4 | Service-Set for rod D 4, of 3 brass sockets, 2 joint sleeves, 1 adhesive | 0,12 | 35.88
226510 | RPA 6 | Screw brass socket with thread conduit rods D 6,5 mm | 0,02 | 5.2
226520 | RPV 6 | Joint brass socket, without adhesive, for conduit rods D 6,5 mm | 0,02 | 6.76
226530 | RPS 6 | Service-Set for rod D 4, of 1 brass socket, 1 joint sleeve, 1 adhesive | 0,09 | 33.54
226540 | RPA 7 | Screw brass socket with thread conduit rods D 7,4 mm | 0,02 | 6.76
226542 | RPV 7 | Joint brass socket, without adhesive, for conduit rods D 7,4 mm | 0,03 | 5.72
226545 | RPS 7 | Service-Set for rod D 7, of 1 brass socket, 1 joint sleeve, 1 adhesive | 0,10 | 33.41
226570 | RPA 9 | Screw brass socket with thread conduit rods D 90 mm | 0,05 | 8.19
226580 | RPV 9 | Joint brass socket, without adhesive, for conduit rods D 9,0 mm | 0,05 | 10.01
226590 | RPS 9 | Service-Set for rod D 9, of 1 brass socket, 1 joint sleeve, 1 adhesive | 0,15 | 36.92
226613 | RPA 11 | Screw brass socket with thread conduit rods D 11,0 mm | 0,05 | 8.32
226623 | RPV 11 | Joint brass socket, without adhesive, for conduit rods D 11,0 mm | 0,05 | 10.01
226633 | RPS 11 | Service-Set for rod D 11, of 1 brass socket, 1 joint sleeve, 1 adhesive | 0,15 | 36.92
226643 | RPA 15 | Screw brass socket with thread conduit rods D 15,0 mm | 0,07 | 35.1
226648 | RPV 15 | Joint brass socket, without adhesive, for conduit rods D 11,0 mm | 0,08 | 39.91
226653 | RPS 15 | Service-Set for rod D 15, of 1 brass socket, 1 joint sleeve, 1 adhesive | 0,20 | 81.9
226785 | RPK 33 | Mixed adhesive, for brass sockets of all conduit rods approx 16 bondings | 0,05 | 25.22
Ленты для протяжки, из перлона
227802 | PEB 405 | Perlon pull-in tape D 4 mm, length 5 m | 0,09 | 8.32
227804 | PEB 410 | Perlon pull-in tape D 4 mm, length 10 m | 0,15 | 11.57
227806 | PEB 415 | Perlon pull-in tape D 4 mm, length 15 m | 0,21 | 15.34
227808 | PEB 420 | Perlon pull-in tape D 4 mm, length 20 m | 0,27 | 17.94
227810 | PEB 425 | Perlon pull-in tape D 4 mm, length 25 m | 0,34 | 21.58
Ленты для протяжки, из стали
227842 | SSP 405 | Steel pull-in tape D 4 mm, length 5 m, with pulling eye Ring packed in bag | 0,37 | 10.92
227844 | SSP 410 | Steel pull-in tape D 4 mm, length 10 m, with pulling eye Ring packed in bag | 0,70 | 18.33
227846 | SSP 415 | Steel pull-in tape D 4 mm, length 15 m, with pulling eye Ring packed in bag | 1,03 | 25.74
227848 | SSP 420 | Steel pull-in tape D 4 mm, length 20 m, with pulling eye Ring packed in bag | 1,36 | 32.76
227850 | SSP 425 | Steel pull-in tape D 4 mm, length 25 m, with pulling eye Ring packed in bag | 1,70 | 41.6
Щётки для чистки труб
230328 | RNB 57 | Conduit brush synthetic bristles D 57, brush length 195, total length 315 | 0,90 | 171.2
230350 | RNB 77 | Conduit brush synthetic bristles D 77, brush length 250, total length 410 | 1,00 | 219.2
230355 | RNB 85 | Conduit brush synthetic bristles D 85, brush length 250, total length 410 | 1,20 | 238.4
230360 | RNB 92 | Conduit brush synthetic bristles D 92, brush length 250, total length 410 | 1,20 | 241.6
230370 | RNB 97 | Conduit brush synthetic bristles D 97, brush length 250, total length 410 | 1,20 | 235.2
230390 | RNB 117 | Conduit brush synthetic bristles D 117, brush length 250, total length 410 | 1,60 | 244.8
230420 | RNB 147 | Conduit brush synthetic bristles D 147, brush length 250, total length 410 | 2,10 | 299.2
230480 | RNB 197 | Conduit brush synthetic bristles D 197, brush length 250, total length 410 | 2,50 | 329.6
Калибровочные шары и цилиндры
231250 | KGP 37/37 | Conduit calibre balls, 2 pcs D 37, total-L 110, for duct-ID 40-45 mm | 0,32 | 84.8
231255 | KGP 55/55 | Conduit calibre balls, 2 pcs D 55, total-L 130, for duct-ID 60-70 mm | 0,44 | 89.6
231270 | KDP 50/36 | Conduit calibre D 36 mm, calibre-L 110 mm, total length 190 mm | 0,30 | 137.6
231280 | KDP 63/45 | Conduit calibre D 45 mm, calibre-L 150 mm, total length 230 mm | 0,45 | 134.4
231290 | KDP 75/55 | Conduit calibre D 55 mm, calibre-L 200 mm, total length 300 mm | 0,85 | 145.6
231310 | KDP 90/65 | Conduit calibre D 65 mm, calibre-L 200 mm, total length 300 mm | 1,00 | 147.2
231350 | KDP 110/85 | Conduit calibre D 85 mm, calibre-L 200 mm, total length 310 mm | 1,10 | 158.4
231360 | KDP 110/90 | Conduit calibre D 90 mm, calibre-L 200 mm, total length 310 mm | 1,20 | 185.6
231380 | KDP 125/95 | Conduit calibre D 95 mm, calibre-L 250 mm, total length 350 mm | 1,60 | 188.8
231400 | KDP 125/105 | Conduit calibre D 105 mm, calibre-L 250 mm, total length 350 mm | 2,10 | 196.8
231410 | KDP 140/115 | Conduit calibre D 115 mm, calibre-L 250 mm, total length 350 mm | 3,10 | 200
231420 | KDP 150/125 | Conduit calibre D 125 mm, calibre-L 250 mm, total length 350 mm | 3,60 | 225.6
231425 | KDP 160/130 | Conduit calibre D 130 mm, calibre-L 250 mm, total length 350 mm | 3,90 | 232
231430 | KDP 160/135 | Conduit calibre D 135 mm, calibre-L 250 mm, total length 350 mm | 3,40 | 264
231450 | KDP 180/150 | Conduit calibre D 150 mm, calibre-L 250 mm, total length 350 mm | 5,00 | 291.2
231460 | KDP 200/165 | Conduit calibre D 165 mm, calibre-L 250 mm, total length 350 mm | 6,00 | 297.6
231470 | KDP 225/185 | Conduit calibre D 185 mm, calibre-L 250 mm, total length 360 mm | 7,30 | 401.6
Аксессуары и оборудование для калибровки
231601 | RKV 40 | Conduit calibration and leakage-test unit for duct-ID 40-41 mm | 27,00 | 5840
231602 | RKVE 33 | Supplementary extension set for calibration test unit for duct-ID 33-34 | 2,60 | 734.4
231603 | RKVE 27 | Supplementary extension set for calibration test unit for duct-ID 27-28 | 2,00 | 712
231611 | CAT4+ | Detector without transmitter for all rods, 33 kHz, for non metallic conduits | 2,20 | 1838.4
231613 | Genny4 | Transmitter for detector, 33 kHz, 0,12 Watt | 2,80 | 1452.8
231615 | CAT4+G | Cable and duct detector 33+131 kHz, 0,12W, for localisation to depth of 4,50 m | 5,20 | 3484.8
2316193 | CAZ 98 | Clamp with cable for CAT SEN, for induction of life cables up to D 98 mm | 0,50 | 588.8
2316195 | CAZ 48 | Clamp with cable for CAT SEN, for induction of life cables up to D 48 mm | 0,40 | 598.4
231621 | SKS 18N | Miniature transmitter D 18x88 mm, 33 kHz, M 10, suitable for all calibres | 0,23 | 944
231623 | RD 18N | Duct transmitter D 18/88 mm, for screwing on conduit rods for depths to 8 m, cap 20h | 0,27 | 968
231627 | RD 39 | Duct transmitter D 39/120 mm, for screwing on conduit rods for depths to 5,0 m | 0,18 | 963.2
231628 | RD 64 | Duct transmitter D 64/150 mm, for screwing on conduit rods for depths to 8,0 m | 0,34 | 1225.6
2316291 | RDP 10/1 | Pipe leakage test set for testing 1 duct, pressure 0-10 bar | 16,50 | 1636.66
2316293 | RDP 10/4 | Pipe leakage test set for testing 4 ducts, pressure 0-10 bar | 36,00 | 5986
23163007 | DLR 10 | Air regulator valves with tripod and hose 0-10 bar, with 5 m exit hose | 11,30 | 1092.08
23163016 | DLR 16 | Air regulator valves with tripod and hose 0-16 bar, with 5 m exit hose | 11,30 | 1080.4
231646 | MKV 35 | Calibre housing of polyamide, D 35, without calibre, for duct-ID 40-41 | 0,36 | 419.02
2316475 | MKV 28 | Calibre housing of polyamide, D 28, without calibre, for duct-ID 33-34 | 0,29 | 414.64
231648 | MKV 25 | Calibre housing of polyamide, D 25, without calibre, for duct-ID 27-28 | 0,32 | 430.7
231649 | KRA 63 | Conduit plug with safety coupling for duct-OD 63 mm, up to 6 bar | 1,00 | 141.62
231650 | KRA 50 | Conduit plug with safety coupling for duct-OD 50 mm, up to 6 bar | 0,90 | 128.48
231651 | KRA 40 | Conduit plug with safety coupling for duct-OD 40 mm, up to 6 bar | 0,84 | 125.56
2316512 | KRA 20 | Conduit plug with safety coupling for duct-OD 20 mm, up to 6 bar | 0,40 | 81.76
2316513 | KRA 32 | Conduit plug with safety coupling for duct-OD 32 mm, up to 6 bar | 0,50 | 87.6
2316541 | KRA 110 | Conduit plug with safety coupling for duct-OD 110 mm, up to 6 bar | 3,20 | 442.38
231655 | KFS 5/1 | Entry hose for air regulator valves 1", 5 m with couplings | 2,20 | 156.8
23165910 | KFS 10/1" | Air hose, special flat, 1" reinforced, 10 m, working/bursting 15/45 bar | 3,50 | 225.4
231660 | KFS 15/1" | Air hose, special flat, 1" reinforced, 15 m, working/bursting 15/45 bar | 4,70 | 295.4
231733 | DRG 10 | Electronic pressure recording device to calibration and leakage units | 8,60 | 4818
231752 | NDA 01 | Low pressure add-on test set | 22,00 | 4511.4
231754 | NDO 01 | Low pressure test set without battery printer | 26,00 | 5854.6
231756 | NDM 01 | Low pressure test set with battery printer | 28,00 | 6117.4
231760 | MPU 120 | Electric diaphragm pump to inflate the pipelines | 6,50 | 716.86
231768 | SBM 7/10 | Shut-off bladders to lock off the pipeline ID 70-100, total length 175 | 0,40 | 289.08
231770 | SBM 8/15 | Shut-off bladders to lock off the pipeline ID 80-150, total length 170 | 0,40 | 394.2
231772 | SBM 12/20 | Shut-off bladders to lock off the pipeline ID 125-200, total length 195 | 0,80 | 420.48
231778 | PBM 7/10 | Test bladders Mini for testing pipes ID 70-100, total length 340 | 0,63 | 801.54
231780 | PBM 10/15 | Test bladders Mini for testing pipes ID 100-150, total length 300 | 1,33 | 621.96
231782 | PBM 15/20 | Test bladders Mini for testing pipes ID 150-200, total length 345 | 2,83 | 927.1
231786 | FP 25 | Foot pump with double stroke and safety valve 25 bar | 2,40 | 411.72
231930 | MKK 0606 | Calibration set for subduct-ID 6,0 mm, with transmitter | 1,00
231941 | SKS 06 | Micro transmitter to calibration set, D 6,5x84 mm | 0,17 | 805.92
231943 | BAT 06 | Set of batteries to calibration set, 10 each | 0,04 | 72.708
231950 | MKV 0810 | Calibration set for subduct-ID 8,0-10,0 mm, without transmitter | 1,43 | 268.64
231952 | MKV 1116 | Calibration set for subduct-ID 11,4-16,0 mm, without transmitter | 5,00 | 597.14
Вспомогательные лебёдки с дополнительными тросами и аксессуарами
232310 | SBS 510D | Pilot winch dynamom petrol, 5 kN, without rope, Ø 4 to 1100 m, 18-65 m/min | 163,00 | 11390
232311 | SBS 510M | Pilot winch, MP 30 rec petrol, 5 kN, without rope, Ø 4 to 1100 m, 18-65 m/min | 163,00 | 20604
232312 | SBS 510DL | Pilot winch dynamom petrol, 5 kN, without rope, Ø 4 to 1100 m, 9-30 m/min | 163,00 | 12053
232313 | SBS 510ML | Pilot winch, MP 30 rec petrol, 5 kN, without rope, Ø 4 to 1100 m, 9-30 m/min | 172,00 | 21692
232315 | SES 410D | Pilot rope winch, dynamometer, electric motor, 5 kN, without rope, Ø 4 to 1100 m | 187,00 | 18054
232316 | SES 410M | Pilot rope winch, MP 30 recorder, electric motor, 5 kN, without rope, Ø 4 to 1100 m | 195,00 | 27540
232320 | SWT 510 | Accessory rope drum, divisible, in addition to pilot rope winches | 41,00 | 1905.7
232322 | TRS 208 | Accessory segments for divisible rope drum for pilot rope winches | 1,10 | 82.28
232340 | TWG 510 | Accessory drum support with foot brake for rope drum for pilot rope winches | 11,00 | 969
232380 | SLM 510 | Mechanical length meter to 9999 m, to pilot rope winches with dynamometer | 5,50 | 878.9
232390 | BGH 510 | Strap hangers, Polyester 3-strand, for loading pilot rope winches SBS 510 u SES 410 | 7,50 | 278.8
232400 | PAR 510 | Base frame for mounting pilot rope winches SBS/SES on vehicle platforms | 63,00 | 1785
23297005 | KSP 04-40 | Polyester rope D 4 mm, spool of 500 m, for pilot rope winch | 4,70 | 110.4
23297010 | KSP 04-40 | Polyester rope D 4 mm, spool of 1000 m, for pilot rope winch | 10,22 | 220.8
23298005 | KSP 05-40 | Polyester rope D 5 mm, spool of 500 m, for pilot rope winch | 7,80 | 310.4
23298010 | KSP 05-40 | Polyester rope D 5 mm, spool of 1000 m, for pilot rope winch | 14,52 | 516.8
23299005 | KSP 06-40 | Polyester rope D 6 mm, spool of 500 m, for pilot rope winch | 18,00 | 361.6
Стальные тросы
232880 | STC 4-6 | Accessory steel rope galv D 4 mm, for pilot rope winches, per 1,00 m | 0,07 | 0.896
23288011 | STC 4-6 | Accessory steel rope galv D 4 mm, for pilot rope winches, length 1100 m | 66,00 | 948.8
232890 | STC 5-6 | Accessory steel rope galv D 5 mm, for pilot rope winches, per 1,00 m | 0,10 | 1.312
23289007 | STC 5-6 | Accessory steel rope galv D 5 mm, for pilot rope winches, length 750 m | 67,60 | 926.4
232900 | STC 6-6 | Accessory steel rope galv D 6 mm, for pilot rope winches, per 1,00 m | 0,14 | 1.536
23290005 | STC 6-6 | Accessory steel rope galv D 6 mm, for pilot rope winches, length 500 m | 70,00 | 718.4
Лебёдка бензиновая 10 кН с аксессуарами
233300 | SPW 10B | Cable capstan 10,0 kN, 2 pull speeds, 10,0 kN at 15 m/min 5 kN at 30 m/min | 110,00 | 7256.2
233310 | FAG 10B | Axle with two pneumatic wheels for cable bollard winch SPW 10B | 8,30 | 373.76
233320 | ZKD 10/12 | Dynamometer adj with automatic overload cut off, to SPW 10B | 1,12 | 1895.08
234080 | REV 34 | Air-regulator valve for blowing-in pilot ropes and winch ropes, coupling 1/2"-3/4" | 0,82 | 132.86
Вводы в трубу для лебёдочных тросов
234240 | KRG 28 | Conduit plug divid, for blowing-in ropes of D 4 mm, for duct-ID 27-28 mm | 1,00 | 271.56
234250 | KRG 35 | Conduit plug divid, for blowing-in ropes of D 4 mm, for duct-ID 34-35 mm | 1,05 | 275.94
234260 | KRG 40 | Conduit plug divid, for blowing-in ropes of D 4 mm, for duct-ID 40-41 mm | 1,23 | 275.94
234295 | KRS 50 | Conduit plug divid with lateral rope passage for duct-ID 50-55 mm | 1,50 | 346.02
234297 | KRS 54 | Conduit plug divid with lateral rope passage for duct-ID 54-61 mm | 1,50 | 383.98
234312 | KRS 61 | Conduit plug divid with lateral rope passage for duct-ID 61-69 mm | 1,65 | 354.78
234315 | KRS 70 | Conduit plug divid with lateral rope passage for duct-ID 70-80 mm | 2,60 | 391.28
234325 | KRS 76 | Conduit plug divid with lateral rope passage for duct-ID 76-85 mm | 2,70 | 411.72
234330 | KRS 86 | Conduit plug divid with lateral rope passage for duct-ID 86-95 mm | 3,10 | 419.02
234372 | KRS 96 | Conduit plug divid with lateral rope passage for duct-ID 96-103 mm | 4,90 | 426.32
234385 | KRS 103 | Conduit plug divid with lateral rope passage for duct-ID 103-112 mm | 4,90 | 439.46
234395 | KRS 113 | Conduit plug divid with lateral rope passage for duct-ID 113-120 mm | 5,30 | 451.14
234402 | KRS 118 | Conduit plug divid with lateral rope passage for duct-ID 118-128 mm | 5,30 | 471.58
234405 | KRS 128 | Conduit plug divid with lateral rope passage for duct-ID 128-136 mm | 6,10 | 474.5
234422 | KRS 135 | Conduit plug divid with lateral rope passage for duct-ID 135-147 mm | 6,30 | 518.3
234432 | KRS 146 | Conduit plug divid with lateral rope passage for duct-ID 146-159 mm | 7,00 | 551.88
234445 | KRS 160 | Conduit plug divid with lateral rope passage for duct-ID 158-172 mm | 9,50 | 868.7
234462 | KRS 173 | Conduit plug divid with lateral rope passage for duct-ID 173-184 mm | 9,80 | 1112.52
234485 | KRS 198 | Conduit plug divid with lateral rope passage for duct-ID 199-208 mm | 11,10 | 1379.7
234489 | KRS 220 | Conduit plug divid with lateral rope passage for duct-ID 220-225 mm | 12,30 | 1499.42
234490 | KRS 240 | Conduit plug divid with lateral rope passage for duct-ID 230-240 mm | 13,00 | 1633.74
234491 | KRS 250 | Conduit plug divid with lateral rope passage for duct-ID 240-250 mm | 13,50 | 1674.62
2344912 | Bigger | Bigger diameters not possible for safety reasons! | 0,00 | 0
234492 | SBU 04 | Slotted sleeve to KRS-plugs for blowing-in rope-D 4 mm | 0,15 | 61.904
234493 | SBU 05 | Slotted sleeve to KRS-plugs for blowing-in rope-D 5 mm | 0,14 | 70.956
234494 | SBU 06 | Slotted sleeve to KRS-plugs for blowing-in rope-D 6 mm | 0,13 | 70.956
234495 | SBU 07 | Slotted sleeve to KRS-plugs for blowing-in rope-D 7 mm | 0,12 | 70.956
234496 | SBU 08 | Slotted sleeve to KRS-plugs for blowing-in rope-D 8 mm | 0,11 | 70.956
234497 | SBU 09 | Slotted sleeve to KRS-plugs for blowing-in rope-D 9 mm | 0,10 | 70.956
Поршни
234510 | MKO 28 | Pistons with 2 rings for blowing ropes in duct-ID 27-28 mm | 0,13 | 50.078
234530 | MKO 35 | Pistons with 2 rings for blowing ropes in duct-ID 34-35 mm | 0,13 | 63.072
234542 | BKO 40 | Ball piston for duct-ID 35-42 mm | 0,07 | 57.524
234550 | MKO 40 | Pistons with 2 rings for blowing ropes in duct-ID 40-41 mm | 0,14 | 59.13
234562 | BKO 50 | Ball piston for duct-ID 45-50 mm | 0,20 | 55.626
234567 | BKO 60 | Ball piston for duct-ID 50-60 mm | 0,24 | 63.51
234572 | BKO 70 | Ball piston for duct-ID 60-70 mm | 0,26 | 67.306
234602 | BKO 80 | Ball piston for duct-ID 70-80 mm | 0,30 | 108.04
234612 | BKO 90 | Ball piston for duct-ID 80-90 mm | 0,35 | 122.64
234632 | BKO 110 | Ball piston for duct-ID 90-110 mm | 0,52 | 128.48
234692 | BKO 125 | Ball piston for duct-ID 110-120 mm | 0,55 | 176.66
234712 | BKO 150 | Ball piston for duct-ID 130-150 mm | 0,72 | 221.92
234722 | BKO 160 | Ball piston for duct-ID 150-160 mm | 0,95 | 258.42
234726 | BKO 190 | Ball piston for duct-ID 180-190 mm | 1,35 | 273.02
234732 | BKO 210 | Ball piston for duct-ID 190-210 mm | 1,60 | 486.18
234734 | BKO 225 | Ball piston for duct-ID 200-225 mm | 2,40 | 702.26
234738 | BKO 250 | Ball piston for duct-ID 230-250 mm | 3,20 | 766.5
234742 | Bigger | Bigger diameters not possible for safety reasons! | 0,00 | 0
234810 | GET 32 | Funnel of steel sheet, 3,2 litre, with 2 m hose for introduction of liquid lubricant | 0,90 | 106.58
234820 | RSB 50/2 | Duct lubricator and cleaner, 2 independent balls, for duct-ID 45-50 mm | 0,56 | 135.78
234828 | RSB 75/2 | Duct lubricator and cleaner, 2 independent balls, for duct-ID 60-70 mm | 0,60 | 140.16
234856 | RSG 50 | Duct lubricator and cleaner, 2 balls, for duct-ID 45-50 mm | 0,28 | 112.42
234858 | RSG 60 | Duct lubricator and cleaner, 2 balls, for duct-ID 50-60 mm | 0,36 | 128.48
234860 | RSG 70 | Duct lubricator and cleaner, 2 balls, for duct-ID 60-70 mm | 0,44 | 132.86
234862 | RSG 80 | Duct lubricator and cleaner, 2 balls, for duct-ID 70-80 mm | 0,85 | 160.6
234864 | RSG 100 | Duct lubricator and cleaner, 2 balls, for duct-ID 80-100 mm | 0,95 | 164.98
234866 | RSG 120 | Duct lubricator and cleaner, 2 balls, for duct-ID 100-120 mm | 1,10 | 194.18
234868 | RSG 140 | Duct lubricator and cleaner, 2 balls, for duct-ID 120-140 mm | 1,40 | 201.48
234870 | RSG 160 | Duct lubricator and cleaner, 2 balls, for duct-ID 140-160 mm | 1,70 | 331.42
234872 | RSG 180 | Duct lubricator and cleaner, 2 balls, for duct-ID 160-180 mm | 2,15 | 454.06
234874 | RSG 200 | Duct lubricator and cleaner, 2 balls, for duct-ID 180-200 mm | 2,75 | 509.54
234876 | RSG 220 | Duct lubricator and cleaner, 2 balls, for duct-ID 200-220 mm | 3,15 | 982.58
234878 | RSG 250 | Duct lubricator and cleaner, 2 balls, for duct-ID 220-240 mm | 3,85 | 1054.12
234880 | Bigger | Bigger diameters not possible for safety reasons! | 0,00 | 0
Смазка для прокладки кабелей
234960 | CJL 1032 | Lubricant for fibre optic cables 1 bottle of 0,95 l | 1,00 | 24.674
234965 | CJL 1032 | Lubricant for fibre optic cables 12 bottles each 0,96 l | 12,00 | 220.46
234970 | CJL 378 | Lubricant for fibre optic cables, 4 bottles each 3,8 l | 16,00 | 274.48
234975 | MJL 240 | Micro Jetting Lube, lubricant for blowing-in mini cables, 1 bottle of 0,24 l | 0,32 | 36.208
234977 | MJL 424 | Micro Jetting Lube, lubricant for blowing-in mini cables, 24 bottles of 0,24 l | 7,50 | 706.64
235130 | J 35V | Lubricant gel like, for smaller indoor installation cables, 1 battle of 0,95 l | 1,00 | 16.79
235140 | J-128V | Lubricant gel like, for medium to heaviest cables, 1 pail of 3,8 l | 4,00 | 35.77
235142 | J-128V | Lubricant gel like, for medium to heaviest cables, 4 pail of 3,8 l | 17,00 | 127.02
235150 | J-640V | Lubricant gel like, for medium to heaviest cables, 1 pail of 19 l | 20,00 | 124.1
235152 | J-640V | Lubricant gel like, for medium to heaviest cables, 33 pails of 19 l on pallet | 685,00 | 3341.94
235200 | SP-128V | Lubricant liquid, for medium to heaviest cables, 1 bottle of 3,8 l | 4,00 | 30.66
235202 | SP-128V | Lubricant liquid, for medium to heaviest cables, 4 bottles of 3,8 l | 17,00 | 108.04
235220 | SP-640V | Lubricant liquid, for medium to heaviest cables, 1 pails of 19 l | 20,00 | 105.12
235222 | SP-640V | Lubricant liquid, for medium to heaviest cables, 33 pails of 19 l, on pallet | 685,00 | 2847
235230 | SP-190V | Lubricant liquid, for medium to heaviest cables, 1 barrel of 190 l | 220,00 | 940.24
235335 | LP-D5 | Lubricant pump 5 l/min for external screw driver, for pails J-640V or SP-640V | 2,00 | 1043.9
235800 | SOF 05 | Cable lubricant Softenol, liquid, for blowing-in fibre optic cables, 1 canister 5 l | 5,60 | 81.76
235810 | SOF 10 | Cable lubricant Softenol, liquid, for blowing-in fibre optic cables, 1 canister 10 l | 11,00 | 144.54
235830 | SOF 25 | Cable lubricant Softenol, liquid, for blowing-in fibre optic cables, 1 canister 25 l | 26,50 | 329.96
235890 | SOF 190 | Cable lubricant Softenol, liquid, for blowing-in fibre optic cables, 1 barrel 190 l | 200,00 | 2503.9
Инструмент для резки и монтажа труб
239010 | ROC 110 | Conduit cutting and bevelling tool for duct-D 110 mm | 1,80 | 609
239020 | SPA 90 | Clamping jaws for ROC 110 to conduit cutting tool for duct-D 90 mm | 0,30 | 86.8
239030 | SPA 75 | Clamping jaws for ROC 110 to conduit cutting tool for duct-D 75 mm | 0,30 | 86.8
239040 | SPA 63 | Clamping jaws for ROC 110 to conduit cutting tool for duct-D 63 mm | 0,30 | 110.6
239050 | SPA 50 | Clamping jaws for ROC 110 to conduit cutting tool for duct-D 50 mm | 0,30 | 86.8
239070 | SPA 40 | Clamping jaws for ROC 110 to conduit cutting tool for duct-D 40 mm | 0,30 | 86.8
239130 | RK 110 | Case for conduit cutting and bevelling tool ROC 110 | 1,20 | 78.4
239150 | ROC 160 | Conduit cutting and bevelling tool for duct-D 160 mm | 2,00 | 723.8
239170 | SPA 125 | Clamping jaws for ROC 110 conduit cutting tool for duct-D 125 mm | 0,30 | 89.6
239180 | SPA 110 | Clamping jaws for ROC 110 to conduit cutting tool for duct-D 110 mm | 0,30 | 71.4
239220 | RK 160 | Case for conduit cutting and bevelling tool ROC 160 | 1,60 | 106.4
239240 | SP 1116 | Spare knife reinforced for ROC 110-160 | 0,01 | 74.2
239400 | MRM 32 | Mounting tool for duct sleeves, for duct-D 32 mm | 2,50 | 224
239410 | MRM 40 | Mounting tool for duct sleeves, for duct-D 40 mm | 2,70 | 224
239420 | MRM 50 | Mounting tool for duct sleeves, for duct-D 50 mm | 2,85 | 222.6
239430 | MRM 110 | Mounting tool for duct sleeves, for duct-D 110 mm | 8,00 | 422.8
239440 | MGK 32 | Mounting tool for half ducts-D 32 mm | 0,41 | 152.6
239445 | MGK 40 | Mounting tool for half ducts-D 40 mm | 0,44 | 152.6
239450 | MGK 50 | Mounting tool for half ducts-D 50 mm | 0,47 | 156.8
239470 | MGK 110 | Mounting tool for half ducts-D 110 mm | 2,80 | 198.8
239480 | MGK 125 | Mounting tool for half ducts-D 125 mm | 2,80 | 239.4
Заглушки и вставки в пластиковые трубы
24012408 | 07D100U | Blank duct plug for empty ducts ID 18-26 mm, pack 12 pcs | 0,02 | 3.212
24012410 | 10D104U | Blank duct plug for empty ducts ID 24-30 mm, pack 12 pcs | 0,03 | 3.796
24012412 | 12D148U | Blank duct plug for empty ducts ID 29-38 mm, pack 12 pcs | 0,04 | 3.942
24012415 | 15D183U | Blank duct plug for empty ducts ID 38-46 mm, pack 12 pcs | 0,05 | 4.234
24012420 | 20D236U | Blank duct plug for empty ducts ID 46-60 mm, pack 12 pcs | 0,11 | 6.424
24012425 | 25D296U | Blank duct plug for empty ducts ID 60-75 mm, pack 12 pcs | 0,13 | 7.154
24012430 | 30D346U | Blank duct plug for empty ducts ID 76-88 mm, pack 12 pcs | 0,15 | 22.63
24012435 | 35D400U | Blank duct plug for empty ducts ID 87-102 mm, pack 12 pcs | 0,20 | 17.082
24012440 | 40D402U | Blank duct plug for empty ducts ID 100-110 mm, pack 8 pcs | 0,24 | 18.25
24012445 | 50D500U | Blank duct plug for empty ducts ID 117-127 mm, pack 8 pcs | 0,41 | 30.952
24012450 | 50D535U | Blank duct plug for empty ducts ID 127-136 mm, pack 8 pcs | 0,40 | 44.968
24012460 | 60D637U | Blank duct plug for empty ducts ID 148-162 mm, pack 8 pcs | 0,57 | 62.05
24013006 | 07S035SB | Simplex cable duct plug ID 19,8-21,8, cable-D 5,1-8,9, pack 12 pcs | 0,03 | 6.424
24013007 | 07S057SB | Simplex cable duct plug ID 18,5-20,0, cable-D 10,0-14,5, pack 12 pcs | 0,04 | 6.862
24013009 | 09S050SB | Simplex cable duct plug ID 23,5-26,0, cable-D 9,0-12,7, pack 12 pcs | 0,03 | 6.57
240130105 | 10S035SB | Simplex cable duct plug ID 25,5-29,0, cable-D 5,0-9,0, pack 12 pcs | 0,04 | 6.424
24013011 | 10S057SB | Simplex cable duct plug ID 25,5-29,0, cable-D 9,0-14,5, pack 12 pcs | 0,04 | 7.008
24013012 | 10S070SB | Simplex cable duct plug ID 25,5-29,0, cable-D 13,0-18,0, pack 12 pcs | 0,04 | 7.008
24013013 | 11S057SB | Simplex cable duct plug ID 28,0-32,0, cable-D 9,0-14,5, pack 12 pcs | 0,05 | 7.008
24013014 | 11S070SB | Simplex cable duct plug ID 28,0-32,0, cable-D 13,0-18,0, pack 12 pcs | 0,05 | 6.424
24013016 | 12S035SB | Simplex cable duct plug ID 31,0-34,5, cable-D 5,0-9,0, pack 12 pcs | 0,06 | 6.862
24013017 | 12S057SB | Simplex cable duct plug ID 31,0-34,5, cable-D 9,0-14,5, pack 12 pcs | 0,06 | 8.03
24013018 | 12S070SB | Simplex cable duct plug ID 31,0-34,5, cable-D 13,0-18,0, pack 12 pcs | 0,06 | 7.008
24013019 | 12S090SB | Simplex cable duct plug ID 31,0-34,5, cable-D 18,0-23,0, pack 12 pcs | 0,05 | 7.3
240130190 | 13S097SB-1 | Simplex cable duct plug ID 34,5-38,0, cable-D 18,0-24,5, pack 12 pcs | 0,08 | 9.636
24013020 | 13S057SB | Simplex cable duct plug ID 34,5-38,0, cable-D 9,0-14,5, pack 12 pcs | 0,07 | 11.242
24013021 | 13S070SB | Simplex cable duct plug ID 34,5-38,0, cable-D 13,0-18,0, pack 12 pcs | 0,07 | 11.242
240130215 | 15S035SB | Simplex cable duct plug ID 38,0-42,0, cable-D 5,0-9,0, pack 12 pcs | 0,08 | 9.782
24013022 | 15S057SB | Simplex cable duct plug ID 38,0-42,0, cable-D 9,0-14,5, pack 12 pcs | 0,08 | 9.782
24013023 | 15S070SB | Simplex cable duct plug ID 38,0-42,0, cable-D 13,0-18,0, pack 12 pcs | 0,07 | 9.49
24013024 | 15S090SB | Simplex cable duct plug ID 38,0-42,0, cable-D 18,0-23,0, pack 12 pcs | 0,09 | 10.366
24013025 | 15S110SB | Simplex cable duct plug ID 38,0-42,0, cable-D 23,0-28,0, pack 12 pcs | 0,07 | 10.22
24013028 | 20S057SB | Simplex cable duct plug ID 46,0-50,0, cable-D 9,0-14,5, pack 12 pcs | 0,15 | 13.87
24013029 | 20S070SB | Simplex cable duct plug ID 46,0-50,0, cable-D 13,0-18,0, pack 12 pcs | 0,15 | 13.87
24013030 | 20S090SB | Simplex cable duct plug ID 46,0-50,0, cable-D 18,0-23,0, pack 12 pcs | 0,14 | 13.87
24013032 | 21S057SB | Simplex cable duct plug ID 50,0-55,5, cable-D 9,0-14,5, pack 12 pcs | 0,15 | 12.994
24013033 | 21S070SB | Simplex cable duct plug ID 50,0-55,5, cable-D 13,0-18,0, pack 12 pcs | 0,16 | 12.994
24013034 | 21S090SB | Simplex cable duct plug ID 50,0-55,5, cable-D 18,0-23,0, pack 12 pcs | 0,14 | 12.994
24013035 | 21S110AB | Simplex cable duct plug ID 50,0-55,5, cable-D 23,0-28,0, pack 12 pcs | 0,16 | 16.644
24013040 | 40ZGH12-12 | Duplex duct plug for 2 cables in d-ID 40-41, KD 11-12, + 11-12, pack 12 pcs | 0,15 | 25.696
24013041 | 40ZGH12-13 | Duplex duct plug for 2 cables in d-ID 40-41, KD 11-12, + 12-13, pack 12 pcs | 0,15 | 25.696
24013042 | 40ZGH12-14 | Duplex duct plug for 2 cables in d-ID 40-41, KD 11-12, + 13-14, pack 12 pcs | 0,15 | 25.696
24013043 | 40ZGH12-15 | Duplex duct plug for 2 cables in d-ID 40-41, KD 11-12, + 14-15, pack 12 pcs | 0,15 | 25.696
24013044 | 40ZGH12-16 | Duplex duct plug for 2 cables in d-ID 40-41, KD 11-12, + 15-16, pack 12 pcs | 0,15 | 25.696
24013045 | 40ZGH12-17 | Duplex duct plug for 2 cables in d-ID 40-41, KD 11-12, + 16-17, pack 12 pcs | 0,15 | 25.696
24013047 | 40ZGH13-13 | Duplex duct plug for 2 cables in d-ID 40-41, KD 12-13, + 12-13, pack 12 pcs | 0,15 | 25.696
24013048 | 40ZGH13-14 | Duplex duct plug for 2 cables in d-ID 40-41, KD 12-13, + 13-14, pack 12 pcs | 0,15 | 25.696
24013049 | 40ZGH13-15 | Duplex duct plug for 2 cables in d-ID 40-41, KD 12-13, + 14-15, pack 12 pcs | 0,15 | 25.696
24013050 | 40ZGH13-16 | Duplex duct plug for 2 cables in d-ID 40-41, KD 12-13, + 15-16, pack 12 pcs | 0,15 | 25.696
24013051 | 40ZGH13-17 | Duplex duct plug for 2 cables in d-ID 40-41, KD 12-13, + 16-17, pack 12 pcs | 0,15 | 25.696
24013053 | 40ZGH14-14 | Duplex duct plug for 2 cables in d-ID 40-41, KD 13-14, + 13-14, pack 12 pcs | 0,15 | 25.696
24013054 | 40ZGH14-15 | Duplex duct plug for 2 cables in d-ID 40-41, KD 13-14, + 14-15, pack 12 pcs | 0,15 | 25.696
24013055 | 40ZGH14-16 | Duplex duct plug for 2 cables in d-ID 40-41, KD 13-14, + 15-16, pack 12 pcs | 0,15 | 25.696
24013056 | 40ZGH14-17 | Duplex duct plug for 2 cables in d-ID 40-41, KD 13-14, + 16-17, pack 12 pcs | 0,15 | 25.696
24013058 | 40ZGH15-15 | Duplex duct plug for 2 cables in d-ID 40-41, KD 14-15, + 14-15, pack 12 pcs | 0,15 | 25.696
24013059 | 40ZGH15-16 | Duplex duct plug for 2 cables in d-ID 40-41, KD 14-15, + 15-16, pack 12 pcs | 0,15 | 25.696
24013060 | 40ZGH15-17 | Duplex duct plug for 2 cables in d-ID 40-41, KD 14-15, + 16-17, pack 12 pcs | 0,15 | 25.696
24013062 | 40ZGH16-16 | Duplex duct plug for 2 cables in d-ID 40-41, KD 15-16, + 15-16, pack 12 pcs | 0,15 | 25.696
24013063 | 40ZGH16-17 | Duplex duct plug for 2 cables in d-ID 40-41, KD 15-16, + 16-17, pack 12 pcs | 0,15 | 25.696
24013065 | 40ZGH17-17 | Duplex duct plug for 2 cables in d-ID 40-41, KD 16-17, + 16-17, pack 12 pcs | 0,15 | 25.696
24013066 | 40ZGH17-18 | Duplex duct plug for 2 cables in d-ID 40-41, KD 16-17, + 17-18, pack 12 pcs | 0,15 | 25.404
24013068 | 40ZGH19-12 | Duplex duct plug for 2 cables in d-ID 40-41, KD 18-19, + 11-12, pack 12 pcs | 0,15 | 18.688
24013110 | 21S136SG | Simplex cable duct plug ID 50-53, cable-D 33-35, pack 12 pcs | 0,10 | 23.798
24013111 | 25S136SG | Simplex cable duct plug ID 59-64, cable-D 33-35, pack 12 pcs | 0,13 | 34.456
24013112 | 25S157SG | Simplex cable duct plug ID 59-64, cable-D 33-35, pack 12 pcs | 0,11 | 39.566
24013120 | 30S136S | Simplex cable duct plug ID 77-80, cable-D 30-34, pack 12 pcs | 0,39 | 46.282
24013121 | 30S196SB | Simplex cable duct plug ID 77-80, cable-D 35-50, pack 12 pcs | 0,41 | 50.078
24013122 | 30S204S | Simplex cable duct plug ID 77-80, cable-D 48-52, pack 12 pcs | 0,39 | 37.23
24013130 | 30S136A | Simplex cable duct plug ID 83-86, cable-D 30-34, pack 12 pcs | 0,51 | 45.406
24013131 | 30S196AB | Simplex cable duct plug ID 83-86, cable-D 35-50, pack 12 pcs | 0,43 | 52.706
24013140 | 35S136S | Simplex cable duct plug ID 89-93, cable-D 30-34, pack 12 pcs | 0,53 | 40.296
24013141 | 35S196SB | Simplex cable duct plug ID 89-93, cable-D 35-50, pack 12 pcs | 0,54 | 49.348
24013150 | 40S136S | Simplex cable duct plug ID 100-106, cable-D 30-34, pack 12 pcs | 0,71 | 80.3
24013151 | 40S196SB | Simplex cable duct plug ID 100-106, cable-D 35-50, pack 12 pcs | 0,73 | 77.38
24013152 | 40S256SB | Simplex cable duct plug ID 100-106, cable-D 48-56, pack 12 pcs | 0,69 | 67.16
24013153 | 40S291SB | Simplex cable duct plug ID 100-106, cable-D 65-74, pack 12 pcs | 0,46 | 50.516
24013154 | 40S327SB | Simplex cable duct plug ID 100-106, cable-D 75-83, pack 12 pcs | 0,38 | 41.464
24013160 | 40S136A | Simplex cable duct plug ID 100-110, cable-D 30-34, pack 12 pcs | 0,83 | 115.34
24013161 | 40S196AB | Simplex cable duct plug ID 100-110, cable-D 35-50, pack 12 pcs | 0,83 | 94.9
24013162 | 40S256AB | Simplex cable duct plug ID 100-110, cable-D 48-65, pack 12 pcs | 0,78 | 78.84
24013171 | 50S256SB | Simplex cable duct plug ID 128-136, cable-D 48-65, pack 6 pcs | 1,13 | 78.84
24013173 | 50S373SGB | Simplex cable duct plug ID 128-136, cable-D 80-95, pack 6 pcs | 0,97 | 74.46
24013180 | 60S196SGB | Simplex cable duct plug ID 153-161, cable-D 35-50, pack 6 pcs | 2,83 | 140.16
24013183 | 60S373SGB | Simplex cable duct plug ID 153-161, cable-D 80-95, pack 6 pcs | 1,93 | 64.97
24013307 | 35B136S | Triplex cable duct plug ID 89-92, cable-D 3x31-34, pack 12 pcs | 0,31 | 48.472
24013310 | 40B122S | Triplex cable duct plug ID 100-107, cable-D 3x27-31, pack 12 pcs | 0,54 | 65.262
24013312 | 40B136S | Triplex cable duct plug ID 101-105, cable-D 3x31-34, pack 12 pcs | 0,52 | 73
24013316 | 40B167S | Triplex cable duct plug ID 101-105, cable-D 3x39-42, pack 12 pcs | 0,43 | 51.1
24013320 | 40B142A | Triplex cable duct plug ID 106-109, cable-D 3x32-36, pack 12 pcs | 0,57 | 44.53
24013324 | 40B167A | Triplex cable duct plug ID 106-109, cable-D 3x39-42, pack 12 pcs | 0,48 | 66.284
24013344 | 50B192HG | Triplex cable duct plug ID 124-127, cable-D 3x45-49, pack 6 pcs | 0,97 | 60.882
24013352 | 50B167SG | Triplex cable duct plug ID 128-136, cable-D 3x44-48, pack 6 pcs | 1,10 | 63.51
24013370 | 60B142S | Triplex cable duct plug ID 153-161, cable-D 3x32-36, pack 6 pcs | 0,66 | 81.76
24013372 | 60B167SG | Triplex cable duct plug ID 153-161, cable-D 3x38-42, pack 6 pcs | 2,17 | 127.02
24013376 | 60B236SB | Triplex cable duct plug ID 153-158, cable-D 3x50-60, pack 6 pcs | 1,45 | 113.88
24013406 | 35Q126SG | Quadplex cable duct plug ID 89-92, cable-D 4x29-32, pack 12 pcs | 0,33 | 41.464
24013408 | 36Q126S | Quadplex cable duct plug ID 93-96, cable-D 4x29-32, pack 12 pcs | 0,36 | 47.742
24013410 | 40Q136H | Quadplex cable duct plug ID 98-102, cable-D 4x30-34, pack 12 pcs | 0,38 | 47.45
24013420 | 50Q167HG | Quadplex cable duct plug ID 124-127, cable-D 4x39-42, pack 6 pcs | 0,85 | 64.97
24013424 | 50Q136SG | Quadplex cable duct plug ID 128-136, cable-D 4x30-34, pack 6 pcs | 1,18 | 59.13
24013426 | 50Q167S | Quadplex cable duct plug ID 128-136, cable-D 4x38-42, pack 6 pcs | 0,70 | 86.14
24013432 | 60Q167HG | Quadplex cable duct plug ID 148-152, cable-D 4x39-42, pack 6 pcs | 1,73 | 127.02
24013440 | 60Q167SG | Quadplex cable duct plug ID 153-161, cable-D 4x38-42, pack 6 pcs | 1,78 | 132.86
24013470 | 40Q160SG-1 | Quadplex plug sealing 4 ducts in ID 101-105, for 2xD40+2xD 32 pack 12 pcs | 0,41 | 61.028
24013474 | 45Q160SG-1 | Quadplex plug sealing 4 ducts in ID 116-120, for 2xD40+2xD 32 pack 12 pcs | 0,65 | 96.36
24013610 | 136JMH136 | Hole plugs for sealing vacancies in triplex or quadplex plugs, D 31-36, pack 12 pcs | 0,03 | 3.066
24013611 | 167JMH167 | Hole plugs for sealing vacancies in triplex or quadplex plugs, D 39-42, pack 12 pcs | 0,02 | 3.066
24013612 | 192JMH192 | Hole plugs for sealing vacancies in triplex or quadplex plugs, D 44-48, pack 12 pcs | 0,03 | 2.628
24013810 | 136JMB038 | Bushing sleeve for exit-D 31-34, cable-D 6-10, pack 12 pcs | 0,04 | 5.694
24013811 | 136JMB047 | Bushing sleeve for exit-D 31-34, cable-D 10-12, pack 12 pcs | 0,08 | 5.694
24013812 | 136JMB055 | Bushing sleeve for exit-D 31-34, cable-D 12-14, pack 12 pcs | 0,07 | 5.694
24013813 | 136JMB063 | Bushing sleeve for exit-D 31-34, cable-D 14-16, pack 12 pcs | 0,07 | 5.694
24013814 | 136JMB075 | Bushing sleeve for exit-D 31-34, cable-D 16-19, pack 12 pcs | 0,06 | 5.694
24013815 | 136JMB087 | Bushing sleeve for exit-D 31-34, cable-D 19-22, pack 12 pcs | 0,05 | 5.694
24013816 | 136JMB094 | Bushing sleeve for exit-D 31-34, cable-D 22-24, pack 12 pcs | 0,04 | 5.694
24013817 | 136JMB102 | Bushing sleeve for exit-D 31-34, cable-D 24-26, pack 12 pcs | 0,04 | 5.694
24013818 | 136JMB110 | Bushing sleeve for exit-D 31-34, cable-D 26-28, pack 12 pcs | 0,03 | 5.694
24013819 | 136JMB118 | Bushing sleeve for exit-D 31-34, cable-D 28-30, pack 12 pcs | 0,02 | 5.694
24013822 | 142JMB055 | Bushing sleeve for exit-D 33-36, cable-D 12-14, pack 12 pcs | 0,10 | 7.008
24013824 | 142JMB075 | Bushing sleeve for exit-D 33-36, cable-D 16-19, pack 12 pcs | 0,08 | 6.424
24013825 | 142JMB087 | Bushing sleeve for exit-D 33-36, cable-D 19-22, pack 12 pcs | 0,08 | 5.694
24013832 | 167JMB047 | Bushing sleeve for exit-D 39-42, cable-D 10-12, pack 12 pcs | 0,09 | 5.694
24013836 | 167JMB087 | Bushing sleeve for exit-D 39-42, cable-D 19-22, pack 12 pcs | 0,10 | 5.694
24013837 | 167JMB094 | Bushing sleeve for exit-D 39-42, cable-D 22-24, pack 12 pcs | 0,09 | 5.694
24013838 | 167JMB102 | Bushing sleeve for exit-D 39-42, cable-D 24-26, pack 12 pcs | 0,08 | 5.694
24013839 | 167JMB110 | Bushing sleeve for exit-D 39-42, cable-D 26-28, pack 12 pcs | 0,07 | 5.694
24013840 | 167JMB118 | Bushing sleeve for exit-D 39-42, cable-D 28-30, pack 12 pcs | 0,06 | 5.11
24013841 | 167JMB126 | Bushing sleeve for exit-D 39-42, cable-D 30-32, pack 12 pcs | 0,05 | 5.11
24013842 | 167JMB136 | Bushing sleeve for exit-D 39-42, cable-D 32-35, pack 12 pcs | 0,05 | 5.694
24013843 | 167JMB142 | Bushing sleeve for exit-D 39-42, cable-D 34-36, pack 12 pcs | 0,04 | 5.694
24013844 | 167JMB150 | Bushing sleeve for exit-D 39-42, cable-D 36-38, pack 12 pcs | 0,03 | 5.11
24013845 | 192JMB038 | Bushing sleeve for exit-D 44-48, cable-D 6-10, pack 12 pcs | 0,05 | 9.49
24013846 | 192JMB047 | Bushing sleeve for exit-D 44-48, cable-D 10-12, pack 12 pcs | 0,05 | 7.884
24013847 | 192JMB055 | Bushing sleeve for exit-D 44-48, cable-D 12-14, pack 12 pcs | 0,05 | 7.884
24013848 | 192JMB063 | Bushing sleeve for exit-D 44-48, cable-D 14-16, pack 12 pcs | 0,05 | 8.322
24013849 | 192JMB075 | Bushing sleeve for exit-D 44-48, cable-D 16-19, pack 12 pcs | 0,05 | 7.446
24013850 | 192JMB087 | Bushing sleeve for exit-D 44-48, cable-D 19-22, pack 12 pcs | 0,05 | 9.49
24013852 | 192JMB102 | Bushing sleeve for exit-D 44-48, cable-D 24-26, pack 12 pcs | 0,05 | 7.884
24013853 | 192JMB110 | Bushing sleeve for exit-D 44-48, cable-D 26-28, pack 12 pcs | 0,05 | 8.468
24013854 | 192JMB118 | Bushing sleeve for exit-D 44-48, cable-D 28-30, pack 12 pcs | 0,05 | 8.176
24013855 | 192JMB126 | Bushing sleeve for exit-D 44-48, cable-D 30-32, pack 12 pcs | 0,05 | 8.176
24013856 | 192JMB136 | Bushing sleeve for exit-D 44-48, cable-D 32-35, pack 12 pcs | 0,05 | 8.176
24013857 | 192JMB142 | Bushing sleeve for exit-D 44-48, cable-D 34-36, pack 12 pcs | 0,05 | 6.132
24013858 | 192JMB150 | Bushing sleeve for exit-D 44-48, cable-D 36-38, pack 12 pcs | 0,05 | 6.132
Вертлюги
243020 | V 20 D | Swivel with friction bearing, D/L 20x86, fork 7 mm, bolt-D 8, MBL 21 kN | 0,16 | 198.8
243040 | V 25 D | Swivel with friction bearing, D/L 25x120, fork 9 mm, bolt-D 10, MBL 30 kN | 0,32 | 247.8
243050 | V 35 D | Swivel with friction bearing, D/L 35x130, fork 12 mm, bolt-D 14, MBL 30 kN | 0,60 | 296.8
243130 | V 45 D | Swivel with friction bearing, D/L 45x180, fork 16 mm, bolt-D 16, MBL 150 kN | 1,50 | 338.8
243140 | V 50 D | Swivel with friction bearing, D/L 50x187, fork 18 mm, bolt-D 16, MBL 165 kN | 1,90 | 425.6
243150 | V 55 D | Swivel with friction bearing, D/L 55x190, fork 20 mm, bolt-D 18, MBL 180 kN | 2,30 | 453.6
243170 | V 60 D | Swivel with friction bearing, D/L 60x217, fork 23 mm, bolt-D 10, MBL 225 kN | 3,10 | 590.8
243180 | V 65 D | Swivel with friction bearing, D/L 60x217, fork 23 mm, bolt-D 10, MBL 225 kN | 3,42 | 679
243190 | V 75 D | Swivel with friction bearing, D/L 75x270, fork 30 mm, bolt-D 27, MBL 320 kN | 6,70 | 1195.6
243200 | V 85 D | Swivel with friction bearing, D/L 85x315, fork 34 mm, bolt-D 30, MBL 400 kN | 9,40 | 989.8
243220 | V 100 D | Swivel with friction bearing, D/L 100x350, fork 38 mm, bolt-D 36, MBL 500 kN | 14,50 | 1545.6
Тяговые головки
243490 | SVB 25/5 | Rope connecting set for solder in ropes-D 6-9 mm, pulling forces up to 30 kN | 0,60 | 239.44
243911 | KZH 06-630 | Cable jointing sleeve OD 65 mm, for conductor 630 mm², D 30-32 mm | 2,45 | 129.94
243912 | GAB 06-630 | Fork head OD 65, fork 26 mm, bolt-D 24 mm, MBL 300 kN | 1,60 | 262.8
243922 | KZH 08-1200 | Cable jointing sleeve OD 76 mm, for conductor 800-1200 mm², D 34-44 | 2,50 | 237.98
243923 | GAB 08-1200 | Fork head OD 76, fork 30 mm, bolt-D 27 mm, MBL 320 kN | 2,50 | 442.38
243924 | KEIV 35-800 | Solid cone taper key for round conductors 800-1200 mm², of D 32,0-34,8 | 0,40 | 128.48
2439241 | KEIV 37-800 | Solid cone taper key for round conductors 800-1200 mm², of D 34,9-36,9 | 0,34 | 128.48
243925 | KEIV 39-1000 | Solid cone taper key for round conductors 800-1200 mm², of D 37,0-39,3 | 0,28 | 129.94
2439251 | KEIV 41-1000 | Solid cone taper key for round conductors 800-1200 mm², of D 39,5-41,5 | 0,21 | 124.1
2439254 | KEIV 44-1000 | Solid cone taper key for round conductors 800-1200 mm², of D 41,6-43,5 | 0,15 | 134.32
2439255 | KEIV 46-1000 | Solid cone taper key for round conductors 1200-1600 mm², of D 43,6-45,5 | 0,20 | 143.08
2439256 | KEIV 48-1000 | Solid cone taper key for round conductors 1200-1600 mm², of D 45,6-47,5 | 0,20 | 140.16
243926 | KEIH 43-1200 | Hollow cone taper key for cable 1200-1400 mm², of D 42,0-43,3 mm | 0,17 | 121.18
243941 | KZH 12-1600 | Cable jointing sleeve OD 86 mm, for conductor 1200-1600 mm², D 44-53 | 4,00 | 312.44
243942 | GAB 12-1600 | Fork head OD 86, fork 35 mm, bolt-D 30 mm, MBL 400 kN | 3,10 | 473.04
243943 | KEIH 46-1400 | Hollow cone taper key for cable 1200-1400 mm², of D 44,0-46,7 mm | 1,00 | 128.48
243945 | KEIH 50-1600 | Hollow cone taper key for cable 1200-1600 mm², of D 48,0-50,3 mm | 0,70 | 153.3
243947 | KEIH 53-1600 | Hollow cone taper key for cable 1400-1600 mm², of D 51,0-53,0 mm | 0,30 | 128.48
243950 | KEIH 55-2000 | Hollow cone taper key for cable 1400-1400 mm², of D 53,2-56,5 mm | 0,35 | 135.78
243956 | KZH 20-2500 | Cable jointing sleeve OD 100 mm, for conductor 2000-2500 mm², D 53-66 | 5,60 | 394.2
2439562 | KZH 25-3200 | Cable jointing sleeve OD 115 mm, for conductor 2500-3200 mm², D 66-74 | 6,00 | 294.92
243957 | GAB 20-2500 | Fork head OD 100, fork 38 mm, bolt-D 36 mm, MBL 500 kN | 5,50 | 617.58
2439572 | GAB 25-3200 | Fork head OD 115, fork 38 mm, bolt-D 36 mm, MBL 500 kN | 7,00 | 746.06
243958 | KEIH 57-2500 | Hollow cone taper key for cable 2000-2500 mm², of D 56,6-59,0 mm | 1,40 | 128.48
2439583 | KEIV 36-1600 | Solid cone taper key for round conductors 2000-2500 mm², of D 52,7-54,4 | 1,40 | 195.64
243959 | KEIV 56-2300 | Solid cone taper key for round conductors 2000-2500 mm², of D 55,5-58,0 | 1,50 | 128.48
2439591 | KEIV 67-3200 | Solid cone taper key for round conductors 2000-2500 mm², of D 65,5-67,4 | 1,66 | 166.44
243960 | KEIH 63-2500 | Hollow cone taper key for cable 2000-2500 mm², of D 63,0-66,0 mm | 0,70 | 138.7
2439601 | KEIH 60-2000 | Hollow cone taper key for cable 2000-2500 mm², of D 58,5-60,5 mm | 1,03 | 112.42
243961 | KEIH 59-2500 | Hollow cone taper key for cable 2000-2500 mm², of D 59,0-63,0 mm | 1,00 | 144.54
2439612 | KEIH 66-3200 | Hollow cone taper key for cable 2500-3200 mm², of D 66,1-68,5 mm | 1,00 | 64.532
2439614 | KEIH 68-3200 | Hollow cone taper key for cable 2500-3200 mm², of D 68,6-71,2 mm | 1,00 | 170.82
243965 | ADK 65-630 | Closing cap to pulling head OD 65 mm, cable protection, not for cable pulling | 1,20 | 65.262
243968 | ADK 76-1200 | Closing cap to pulling head OD 76 mm, cable protection, not for pulling | 1,25 | 137.24
243970 | ADK 86-1600 | Closing cap to pulling head OD 86 mm, cable protection, not for cable pulling | 1,40 | 147.46
243972 | ADK 100-2500 | Closing cap to pulling head OD 100 mm, cable protection, not for cable pulling | 1,60 | 194.18
2439722 | ADK 115-3200 | Closing cap to pulling head OD 115 mm, cable protection, not for cable pulling | 2,00 | 102.2
243976 | KKG 06-630 | Cardan joint for pulling head OD 65 mm, for swivel V 55 D, MBL 180 kN | 2,60 | 442.38
243978 | KKG 08-1200 | Cardan joint for pulling head OD 76 mm, for swivel V 65 D, MBL 280 kN | 4,10 | 591.3
243982 | KKG 12-1600 | Cardan joint for pulling head OD 86 mm, for swivel V 75 D, MBL 500 kN | 6,45 | 677.44
243985 | KKG 20-3200 | Cardan joint for pulling head OD 100-115, for swivel V 75 D, MBL 500 kN | 6,70 | 852.64
24399126 | KFK 76-130 | Cable guiding cone polyamide D 76/130/110 mm, for pulling head D 76 mm | 0,57 | 212.8
24399250 | KFK 86-130 | Cable guiding cone polyamide D 86/130/130 mm, for pulling head D 86 mm | 0,44 | 182.4
24399445 | KFK 100-140 | Cable guiding cone polyamide D 100/140/140 mm, for pulling head D 100 mm | 0,46 | 294.4
243997 | KMB 12-1600 | Mounting tool D 22x200, for pulling heads on conductor 1200-1600 mm² | 0,80 | 70.4
243998 | KMB 20-2500 | Mounting tool D 22x200, for pulling heads on conductor 2000-2500 mm² | 0,90 | 74.08
243999 | KMB 25-3200 | Mounting tool D 22x200, for pulling heads on conductor 2500-3200 mm² | 1,00 | 88
Чулки кабельные
244040 | J 6 | Cable pulling grip with 1 loop, galv cd 4-6, MBL 1,8 kN, L 140/200 mm | 0,01 | 18.72
244060 | J 9 | Cable pulling grip with 1 loop, galv cd 6-9, MBL 3,3 kN, L 170/245 mm | 0,01 | 21.72
244090 | J 12 | Cable pulling grip with 1 loop, galv cd 9-12, MBL 3,9 kN, L 250/310 mm | 0,02 | 23.76
244150 | J 19 | Cable pulling grip with 1 loop, galv cd 12-19, MBL 7,8 kN, L 360/460 mm | 0,04 | 31.8
244180 | J 25 | Cable pulling grip with 1 loop, galv cd 19-25, MBL 12,0 kN, L 380/490 mm | 0,05 | 36.48
244210 | J 31 | Cable pulling grip with 1 loop, galv cd 25-31, MBL 17,4 kN, L 420/550 mm | 0,09 | 40.56
244260 | L 9 | Fibre optic cable pulling grip 1 loop, cd 6-9, MBL 3,3 kN, L 600/670 mm | 0,02 | 51.24
244290 | L 12 | Fibre optic cable pulling grip 1 loop, cd 9-12, MBL 3,9 kN, L 600/670 mm | 0,04 | 53.88
244350 | L 19 | Fibre optic cable pulling grip 1 loop, cd 12-19, MBL 7,8 kN, L 600/700 mm | 0,06 | 57.6
244380 | L 25 | Fibre optic cable pulling grip 1 loop, cd 17-25, MBL 12,0 kN, L 600/710 mm | 0,07 | 59.28
244410 | L 31 | Fibre optic cable pulling grip 1 loop, cd 25-31, MBL 17,4 kN, L 600/730 mm | 0,11 | 63.6
244415 | L 40 | Fibre optic cable pulling grip 1 loop, cd 30-40, MBL 17,4 kN, L 600/730 mm | 0,13 | 66
244420 | L 50 | Fibre optic cable pulling grip 1 loop, cd 40-50, MBL 17,4 kN, L 600/730 mm | 0,15 | 68.4
245010 | K 15/1 | Cable grip 1 loop cd 10-15, MBL 10,2 kN, L 600/700 mm | 0,08 | 49.32
245030 | K 20/1 | Cable grip 1 loop cd 15-20, MBL 12,9 kN, L 1000/1100 mm | 0,19 | 51.12
245050 | K 25/1 | Cable grip 1 loop cd 20-25, MBL 20,4 kN, L 600/700 mm | 0,21 | 53.88
245080 | K 30/1 | Cable grip 1 loop cd 25-30, MBL 24,3 kN, L 1000/1100 mm | 0,23 | 62.4
245140 | K 40/1 | Cable grip 1 loop cd 30-40, MBL 35,1 kN, L 1250/1350 mm | 0,42 | 70.8
245190 | K 50/1 | Cable grip 1 loop cd 40-50, MBL 48,0 kN, L 1250/1350 mm | 0,58 | 78
245250 | K 60/1 | Cable grip 1 loop cd 50-60, MBL 48,0 kN, L 1500/1600 mm | 0,69 | 97.2
245300 | K 70/1 | Cable grip 1 loop cd 60-70, MBL 63,9 kN, L 1500/1650 mm | 0,93 | 109.2
245350 | K 90/1 | Cable grip 1 loop cd 70-90, MBL 83,7 kN, L 1500/1650 mm | 1,23 | 129.6
245400 | K 110/1 | Cable grip 1 loop cd 90-110, MBL104,7 kN, L 1500/1650 mm | 1,40 | 135.6
245450 | K 130/1 | Cable grip 1 loop cd 110-130, MBL104,7 kN, L 1500/1700 mm | 1,50 | 147.6
245490 | K 160/1 | Cable grip 1 loop cd 130-160, MBL 128,1 kN, L 1500/1700 mm | 1,80 | 168
245860 | K 30/3 | Cable grip 1 loop, 3 grips, cd 25-30, MBL 48,6 kN, L 1000/1150 mm | 0,97 | 180
245870 | K 40/3 | Cable grip 1 loop, 3 grips, cd 30-40, MBL 70,2 kN, L 1250/1400 mm | 1,51 | 218.4
245880 | K 50/3 | Cable grip 1 loop, 3 grips, cd 40-50, MBL 96,0 kN, L 1250/1400 mm | 2,00 | 241.2
245890 | K 60/3 | Cable grip 1 loop, 3 grips, cd 50-60, MBL 96,0 kN, L 1500/1650 mm | 2,34 | 284.4
245900 | K 70/3 | Cable grip 1 loop, 3 grips, cd 60-70, MBL 128,0 kN, L 1500/1650 mm | 2,50 | 312
24600006 | SC 10/2 | Hose securing grip, 2 loops galv HD 6-10, MBL 6,6 kN, L 600/740 | 0,05 | 39.12
246000065 | SCD 10/2+2 | Hose securing grip 2+2 loops HD 6-10, MBL 6,6 kN, L 600/900 | 0,10 | 79.2
246000075 | SCD 10/2+2 | Hose securing grip 2+2 loops HD 6-10, MBL 6,6 kN, L 840/1200 | 0,15 | 94.8
246000077 | SCD 10/2+2 | Hose securing grip 2+2 loops HD 6-10, MBL 6,6 kN, L 920/1200 | 0,20 | 96
24600046 | SCE 10/2 | Hose securing grip 2 loops, stainl steel, HD 6-10, MBL 6,6 kN, L 600/740 | 0,05 | 63.6
246010 | K 15/2 | Cable grip, 2 loops cd 10-15, MBL 10,2 kN, L 600/800 mm | 0,06 | 52.68
24601006 | SC 15/2 | Hose securing grip, 2 loops galv HD 10-15, MBL 10,2 kN, L 600/740 | 0,07 | 40.56
246010065 | SCD 15/2+2 | Hose securing grip 2+2 loops HD 10-15, MBL 10,2 kN, L 600/900 | 0,12 | 80.4
246010075 | SCD 15/2+2 | Hose securing grip 2+2 loops HD 10-15, MBL 10,2 kN, L 840/1200 | 0,18 | 97.2
246010077 | SCD 15/2+2 | Hose securing grip 2+2 loops HD 10-15, MBL 10,2 kN, L 920/1200 | 0,22 | 98.4
24601046 | SCE 15/2 | Hose securing grip 2 loops, stainl steel, HD 10-15, MBL 10,2 kN, L 600/740 | 0,07 | 63.6
246030 | K 20/2 | Cable grip, 2 loops cd 15-20, MBL 12,9 kN, L 600/800 mm | 0,12 | 56.4
24603006 | SC 20/2 | Hose securing grip, 2 loops galv HD 15-20, MBL 12,9 kN, L 600/780 | 0,15 | 44.04
246030065 | SCD 20/2+2 | Hose securing grip 2+2 loops HD 15-20, MBL 12,9 kN, L 600/960 | 0,20 | 84
246030075 | SCD 20/2+2 | Hose securing grip 2+2 loops HD 15-20, MBL 12,9 kN, L 840/1200 | 0,25 | 103.2
246030077 | SCD 20/2+2 | Hose securing grip 2+2 loops HD 15-20, MBL 12,9 kN, L 920/1200 | 0,30 | 105.6
24603046 | SCE 20/2 | Hose securing grip 2 loops, stainl steel, HD 15-20, MBL 12,9 kN, L 600/780 | 0,15 | 70.8
246050 | K 25/2 | Cable grip, 2 loops cd 20-25 , MBL 20,4 kN, L 600/800 mm | 0,13 | 60
24605006 | SC 25/2 | Hose securing grip, 2 loops galv HD 20-25, MBL 20,4 kN, L 600/800 | 0,16 | 47.76
246050065 | SCD 25/2+2 | Hose securing grip 2+2 loops HD 20-25, MBL 20,4 kN, L 600/960 | 0,25 | 87.6
246050075 | SCD 25/2+2 | Hose securing grip 2+2 loops HD 20-25, MBL 20,4 kN, L 840/1200 | 0,30 | 105.6
246050077 | SCD 25/2+2 | Hose securing grip 2+2 loops HD 20-25, MBL 20,4 kN, L 920/1200 | 0,35 | 109.2
24605046 | SCE 25/2 | Hose securing grip 2 loops, stainl steel, HD 20-25, MBL 20,4 kN, L 600/800 | 0,16 | 79.2
246080 | K 30/2 | Cable grip, 2 loops cd 25-30, MBL 24,3 kN, L 1000/1200 mm | 0,26 | 68.4
24608006 | SC 30/2 | Hose securing grip, 2 loops galv HD 25-30, MBL 24,3 kN, L 600/800 | 0,18 | 47.88
246080065 | SCD 30/2+2 | Hose securing grip 2+2 loops HD 25-30, MBL 24,3 kN, L 600/960 | 0,30 | 94.8
246080075 | SCD 30/2+2 | Hose securing grip 2+2 loops HD 25-30, MBL 24,3 kN, L 840/1200 | 0,35 | 114
246080077 | SCD 30/2+2 | Hose securing grip 2+2 loops HD 25-30, MBL 24,3 kN, L 920/1200 | 0,40 | 115.2
24608046 | SCE 30/2 | Hose securing grip 2 loops, stainl steel, HD 25-30, MBL 24,3 kN, L 600/800 | 0,18 | 82.8
246140 | K 40/2 | Cable grip, 2 loops cd 30-40 , MBL, 35,1 kN, L 1250/1450 | 0,49 | 79.2
24614006 | SC 40/2 | Hose securing grip, 2 loops galv HD 30-40, MBL 35,1 kN, L 600/820 | 0,31 | 58.56
246140065 | SCD 40/2+2 | Hose securing grip 2+2 loops HD 30-40, MBL 35,1 kN, L 600/960 | 0,35 | 91.2
246140075 | SCD 40/2+2 | Hose securing grip 2+2 loops HD 30-40, MBL 35,1 kN, L 840/1200 | 0,45 | 123.6
246140077 | SCD 40/2+2 | Hose securing grip 2+2 loops HD 30-40, MBL 35,1 kN, L 920/1200 | 0,50 | 124.8
24614046 | SCE 40/2 | Hose securing grip 2 loops, stainl steel, HD 30-40, MBL 35,1 kN, L 600/820 | 0,31 | 92.4
246190 | K 50/2 | Cable grip, 2 loops cd 40-50, MBL 48,0 kN, L 1250/1450 mm | 0,70 | 87.6
24619006 | SC 50/2 | Hose securing grip, 2 loops galv HD 40-50, MBL 48,0 kN, L 600/850 | 0,47 | 62.4
246190065 | SCD 50/2+2 | Hose securing grip 2+2 loops HD 40-50, MBL 48,0 kN, L 600/960 | 0,55 | 104.4
246190075 | SCD 50/2+2 | Hose securing grip 2+2 loops HD 40-50, MBL 48,0 kN, L 840/1200 | 0,65 | 111.6
246190077 | SCD 50/2+2 | Hose securing grip 2+2 loops HD 40-50, MBL 48,0 kN, L 920/1200 | 0,70 | 118.8
24619046 | SCE 50/2 | Hose securing grip 2 loops, stainl steel, HD 40-50, MBL 48,0 kN, L 600/850 | 0,47 | 98.4
246250 | K 60/2 | Cable grip, 2 loops cd 50-60, MBL 48,0 kN, L 1500/1800 | 0,82 | 106.8
24625006 | SC 60/2 | Hose securing grip, 2 loops galv HD 50-60, MBL 48,0 kN, L 600/880 | 0,53 | 70.8
246250065 | SCD 60/2+2 | Hose securing grip 2+2 loops HD 50-60, MBL 48,0 kN, L 600/960 | 0,65 | 109.2
246250075 | SCD 60/2+2 | Hose securing grip 2+2 loops HD 50-60, MBL 48,0 kN, L 840/1200 | 0,75 | 116.4
246250077 | SCD 60/2+2 | Hose securing grip 2+2 loops HD 50-60, MBL 48,0 kN, L 920/1200 | 0,80 | 123.6
24625046 | SCE 60/2 | Hose securing grip 2 loops, stainl steel, HD 50-60, MBL 48,0 kN, L 600/880 | 0,53 | 104.4
246300 | K 70/2 | Cable grip, 2 loops cd 60-70, MBL 63,9 kN, L 1500/1800 mm | 1,10 | 127.2
24630006 | SC 70/2 | Hose securing grip, 2 loops galv HD 60-70, MBL 63,9 kN, L 600/930 | 0,65 | 81.6
246300065 | SCD 70/2+2 | Hose securing grip 2+2 loops HD 60-70, MBL 63,9 kN, L 600/960 | 0,75 | 126
246300075 | SCD 70/2+2 | Hose securing grip 2+2 loops HD 60-70, MBL 63,9 kN, L 840/1200 | 0,85 | 134.4
246300077 | SCD 70/2+2 | Hose securing grip 2+2 loops HD 60-70, MBL 63,9 kN, L 920/1200 | 0,90 | 142.8
24630046 | SCE 70/2 | Hose securing grip 2 loops, stainl steel, HD 60-70, MBL 63,9 kN, L 600/930 | 0,65 | 121.2
246350 | K 90/2 | Cable grip, 2 loops cd 70-90, MBL 83,7 kN, L 1500/1800 mm | 1,55 | 146.4
24635006 | SC 90/2 | Hose securing grip, 2 loops galv HD 70-90, MBL 83,7 kN, L 600/960 | 0,70 | 98.4
246350065 | SCD 90/2+2 | Hose securing grip 2+2 loops HD 70-90, MBL 83,7 kN, L 600/960 | 0,85 | 140.4
246350075 | SCD 90/2+2 | Hose securing grip 2+2 loops HD 70-90, MBL 83,7 kN, L 840/1200 | 0,95 | 151.2
246350077 | SCD 90/2+2 | Hose securing grip 2+2 loops HD 70-90, MBL 83,7 kN, L 920/1200 | 1,00 | 160.8
24635046 | SCE 90/2 | Hose securing grip 2 loops, stainl steel, HD 70-90, MBL 83,7 kN, L 600/960 | 0,70 | 145.2
246400 | K 110/2 | Cable grip, 2 loops cd 90-110, MBL104,7 kN, L 1500/1850 mm | 1,93 | 172.8
246450 | K 130/2 | Cable grip, 2 loops cd 110-130, MBL104,7 kN, L 1500/1850 mm | 2,40 | 193.2
246490 | K 160/2 | Cable grip, 2 loops cd 130-160, MBL 128,1 kN, L 1500/1850 mm | 2,70 | 208.8
247010 | K 15/2G | Cable grip 2 loops divid cd 10-15, MBL 10,2 kN, L 600/800 mm | 0,10 | 61.2
24701006 | SC 15/2G | Hose securing grip divid, stainl steel, HD 10-15, MBL 10,2 kN, L 600/740 | 0,07 | 56.64
24701046 | SCE 15/2G | Hose securing grip divid, stainl steel HD 10-15, MBL 10,2 kN, L 600/740 | 0,07 | 90
247030 | K 20/2G | Cable grip 2 loops divid cd 15-20, MBL 12,9 kN, L 600/800 mm | 0,27 | 64.8
24703006 | SC 20/2G | Hose securing grip divid, stainl steel, HD 15-20, MBL 12,9 kN, L 600/780 | 0,15 | 55.2
24703046 | SCE 20/2G | Hose securing grip divid, stainl steel HD 15-20, MBL 12,9 kN, L 600/780 | 0,15 | 90
247050 | K 25/2G | Cable grip 2 loops divid cd 20-25, MBL 20,4 kN, L 600/800 mm | 0,31 | 68.4
24705006 | SC 25/2G | Hose securing grip divid, stainl steel, HD 20-25, MBL 20,4 kN, L 600/800 | 0,16 | 56.88
24705046 | SCE 25/2G | Hose securing grip divid, stainl steel HD 20-25, MBL 20,4 kN, L 600/800 | 0,16 | 92.4
247080 | K 30/2G | Cable grip 2 loops divid cd 25-30, MBL 24,3 kN, L 1000/1200 mm | 0,33 | 75.6
24708006 | SC 30/2G | Hose securing grip divid, stainl steel, HD 25-30, MBL 24,3 kN, L 600/800 | 0,18 | 58.56
24708046 | SCE 30/2G | Hose securing grip divid, stainl steel HD 25-30, MBL 24,3 kN, L 600/800 | 0,18 | 96
247140 | K 40/2G | Cable grip 2 loops divid cd 30-40, MBL 35,1 kN, L 1250/1450 mm | 0,60 | 91.2
24714006 | SC 40/2G | Hose securing grip divid, stainl steel, HD 30-40, MBL 35,1 kN, L 600/820 | 0,31 | 66
24714046 | SCE 40/2G | Hose securing grip divid, stainl steel HD 30-40, MBL 35,1 kN, L 600/820 | 0,31 | 103.2
247190 | K 50/2G | Cable grip 2 loops divid cd 40-50, MBL 48,0 kN, L 1250/1450 mm | 0,92 | 96
24719006 | SC 50/2G | Hose securing grip divid, stainl steel, HD 40-50, MBL 48,0 kN, L 600/850 | 0,47 | 70.8
24719046 | SCE 50/2G | Hose securing grip divid, stainl steel HD 40-50, MBL 48,0 kN, L 600/850 | 0,47 | 108
247250 | K 60/2G | Cable grip 2 loops divid cd 50-60, MBL 48,0 kN, L 1500/1800 mm | 1,30 | 118.8
24725006 | SC 60/2G | Hose securing grip divid, stainl steel, HD 50-60, MBL 48,0 kN, L 600/880 | 0,53 | 74.4
24725046 | SCE 60/2G | Hose securing grip divid, stainl steel HD 50-60, MBL 48,0 kN, L 600/880 | 0,53 | 110.4
247300 | K 70/2G | Cable grip 2 loops divid cd 60-70, MBL 63,9 kN, L 1500/1800 mm | 1,39 | 138
24730006 | SC 70/2G | Hose securing grip divid, stainl steel, HD 60-70, MBL 63,9 kN, L 600/930 | 0,61 | 93.6
24730046 | SCE 70/2G | Hose securing grip divid, stainl steel HD 60-70, MBL 63,9 kN, L 600/930 | 0,61 | 124.8
247350 | K 90/2G | Cable grip 2 loops divid cd 70-90, MBL 83,7 kN, L 1500/1800 mm | 2,20 | 157.2
247400 | K 110/2G | Cable grip 2 loops divid cd 90-110, MBL104,7 kN, L 1500/1850 mm | 2,40 | 181.2
247450 | K 130/2G | Cable grip 2 loops divid cd 110-130, MBL104,7 kN, L 1500/1850 mm | 2,71 | 202.8
247490 | K 160/2G | Cable grip 2 loops divid cd 130-160, MBL 128,1 kN, L 1500/1850 mm | 2,90 | 214.8
248010 | KV 15 | Cable connecting grip, cd 10-15, MBL 10,2 kN, L 1500 mm | 0,13 | 116.4
248030 | KV 20 | Cable connecting grip, cd 15-20, MBL 12,9 kN, L 1500 mm | 0,27 | 124.8
248050 | KV 25 | Cable connecting grip, cd 20-25, MBL 22,2 kN, L 2000 mm | 0,40 | 133.2
248080 | KV 30 | Cable connecting grip, cd 25-30, MBL 24,3 kN, L 2000 mm | 0,49 | 144
248140 | KV 40 | Cable connecting grip, cd 30-40, MBL 35,1 kN, L 2000 mm | 0,60 | 152.4
248190 | KV 50 | Cable connecting grip, cd 40-50, MBL 48,0 kN, L 2000 mm | 0,70 | 160.8
248250 | KV 60 | Cable connecting grip, cd 50-60, MBL 48,0 kN, L 2500 mm | 0,80 | 164.4
248300 | KV 70 | Cable connecting grip, cd 60-70, MBL 63,9 kN, L 2500 mm | 1,00 | 172.8
248350 | KV 90 | Cable connecting grip, cd 70-90, MBL 78,0 kN, L 2500 mm | 1,20 | 184.8
250021 | KM 6/1 | Cable supp grip 1 loop, cd 4-6, MBL 1,8 kN, L 100/275 mm | 0,02 | 23.28
250031 | KM 9/1 | Cable supp grip 1 loop, cd 7-9, MBL 3,3 kN, L 120/290 mm | 0,02 | 25.2
250041 | KM 12/1 | Cable supp grip 1 loop, cd 9-12, MBL 3,9 kN, L 135/340 mm | 0,02 | 26.88
250071 | KM 15/1 | Cable supp grip 1 loop, cd 12-15, MBL 6,3 kN, L 180/390 mm | 0,03 | 28.56
250091 | KM 19/1 | Cable supp grip 1 loop, cd 15-19, MBL 7,8 kN, L 220/450 mm | 0,04 | 31.08
250121 | KM 25/1 | Cable supp grip 1 loop, cd 19-25, MBL 7,8 kN, L 275/510 mm | 0,05 | 35.28
250161 | KM 30/1 | Cable supp grip 1 loop, cd 25-30, MBL 12,0 kN, L 350/610 mm | 0,07 | 36.6
250171 | KM 40/1 | Cable supp grip 1 loop, cd 30-40, MBL 17,4 kN, L 350/610 mm | 0,12 | 38.52
250191 | KM 50/1 | Cable supp grip 1 loop, cd 40-50, MBL 24,0 kN, L 490/800 mm | 0,12 | 42.48
250201 | KM 60/1 | Cable supp grip 1 loop, cd 50-60, MBL 24,0 kN, L 500/810 mm | 0,28 | 51.48
250211 | KM 70/1 | Cable supp grip 1 loop, cd 60-70, MBL 31,8 kN, L 520/860 mm | 0,28 | 57.6
250221 | KM 90/1 | Cable supp grip 1 loop, cd 70-90, MBL 41,7 kN, L 580/950 mm | 0,35 | 66
250271 | KME 6/1 | Cable supp grip 1 loop, stainl steel, cd 4-6, MBL 1,8 kN, L 100/275 mm | 0,02 | 32.88
250281 | KME 9/1 | Cable supp grip 1 loop, stainl steel, cd 7-9, MBL 3,3 kN, L 120/290 mm | 0,02 | 35.64
250291 | KME 12/1 | Cable supp grip 1 loop, stainl steel, cd 9-12, MBL 3,9 kN, L 135/340 mm | 0,02 | 38.16
250321 | KME 15/1 | Cable supp grip 1 loop, stainl steel, cd 12-15, MBL 6,3 kN, L 180/390 mm | 0,02 | 44.52
250341 | KME 19/1 | Cable supp grip 1 loop, stainl steel, cd 15-19, MBL 7,8 kN, L 220/450 mm | 0,04 | 45.48
250371 | KME 25/1 | Cable supp grip 1 loop, stainl steel, cd 19-25, MBL 7,8 kN, L 275/530 mm | 0,05 | 47.76
250411 | KME 30/1 | Cable supp grip 1 loop, stainl steel, cd 25-30, MBL 12,0 kN, L 350/610 mm | 0,07 | 52.08
250421 | KME 40/1 | Cable supp grip 1 loop, stainl steel, cd 30-40, MBL 17,4 kN, L 370/680 mm | 0,12 | 54.84
250441 | KME 50/1 | Cable supp grip 1 loop, stainl steel, cd 40-50, MBL 24,0 kN, L 490/800 mm | 0,12 | 58.8
250451 | KME 60/1 | Cable supp grip 1 loop, stainl steel, cd 50-60, MBL 24,0 kN, L 500/840 mm | 0,28 | 82.8
250461 | KME 70/1 | Cable supp grip 1 loop, stainl steel, cd 60-70, MBL 31,8 kN, L 520/890 mm | 0,28 | 87.6
251071 | KM 15/2 | Cable supp grip 2 loops, cd 12-15, MBL 6,3 kN, L 180/400 mm | 0,02 | 42.48
251091 | KM 19/2 | Cable supp grip 2 loops, cd 15-19, MBL 7,8 kN, L 220/450 mm | 0,04 | 45.36
251121 | KM 25/2 | Cable supp grip 2 loops, cd 19-25, MBL 7,8 kN, L 275/530 mm | 0,05 | 47.04
251161 | KM 30/2 | Cable supp grip 2 loops, cd 25-30, MBL 12,0 kN, L 350/630 mm | 0,06 | 51.72
251171 | KM 40/2 | Cable supp grip 2 loops, cd 30-40, MBL 17,4 kN, L 370/680 mm | 0,12 | 57
251191 | KM 50/2 | Cable supp grip 2 loops, cd 40-50, MBL 24,0 kN, L 490/800 mm | 0,12 | 61.2
251201 | KM 60/2 | Cable supp grip 2 loops, cd 50-60, MBL 24,0 kN, L 500/840 mm | 0,28 | 64.8
251211 | KM 70/2 | Cable supp grip 2 loops, cd 60-70, MBL 31,8 kN, L 520/890 mm | 0,30 | 74.4
251221 | KM 90/2 | Cable supp grip 2 loops, cd 70-90, MBL 41,7 kN, L 580/900 mm | 0,35 | 82.8
251321 | KME 15/2 | Cable supp grip 2 loops, stainl steel, cd 12-15, MBL 6,3 kN, L 180/400 mm | 0,02 | 54.96
251341 | KME 19/2 | Cable supp grip 2 loops, stainl steel, cd 15-19, MBL 7,8 kN, L 220/450 mm | 0,04 | 57.24
251371 | KME 25/2 | Cable supp grip 2 loops, stainl steel, cd 19-25, MBL 7,8 kN, L 275/530 mm | 0,05 | 60
251411 | KME 30/2 | Cable supp grip 2 loops, stainl steel, cd 25-30, MBL 12,0 kN, L 350/630 mm | 0,06 | 66
251421 | KME 40/2 | Cable supp grip 2 loops, stainl steel, cd 30-40, MBL 17,4 kN, L 370/680 mm | 0,12 | 72
251441 | KME 50/2 | Cable supp grip 2 loops, stainl steel, cd 40-50, MBL 24,0 kN, L 490/800 mm | 0,12 | 78
251451 | KME 60/2 | Cable supp grip 2 loops, stainl steel, cd 50-60, MBL 24,0 kN, L 500/840 mm | 0,28 | 82.8
251461 | KME 70/2 | Cable supp grip 2 loops, stainl steel, cd 60-70, MBL 31,8 kN, L 520/890 mm | 0,32 | 94.8
252071 | KM 15/2G | Cable supp grip 2 loops, divid, cd 12-15, MBL 6,3 kN, L 180/400 mm | 0,02 | 49.92
252091 | KM 19/2G | Cable supp grip 2 loops, divid, cd 15-19, MBL 7,8 kN, L 220/450 mm | 0,04 | 51.72
252121 | KM 25/2G | Cable supp grip 2 loops, divid, cd 19-25, MBL 7,8 kN, L 275/530 mm | 0,05 | 54
252161 | KM 30/2G | Cable supp grip 2 loops, divid, cd 25-30, MBL 12,0 kN, L 350/630 mm | 0,06 | 59.16
252171 | KM 40/2G | Cable supp grip 2 loops, divid, cd 30-40, MBL 17,4 kN, L 370/680 mm | 0,12 | 62.4
252191 | KM 50/2G | Cable supp grip 2 loops, divid, cd 40-50, MBL 24,0 kN, L 490/800 mm | 0,12 | 68.4
252201 | KM 60/2G | Cable supp grip 2 loops, divid, cd 50-60, MBL 24,0 kN, L 500/840 mm | 0,28 | 72
252211 | KM 70/2G | Cable supp grip 2 loops, divid, cd 60-70, MBL 31,8 kN, L 520/890 mm | 0,30 | 81.6
252221 | KM 90/2G | Cable supp grip 2 loops, divid, cd 70-90, MBL 41,7 kN, L 580/900 mm | 0,35 | 90
252321 | KME 15/2G | Cable supp grip 2 loops, divid stainl steel, cd 12-15, MBL 6,3 kN, L 180/400 | 0,02 | 69.6
252341 | KME 19/2G | Cable supp grip 2 loops, divid stainl steel, cd 15-19, MBL 7,8 kN, L 220/450 | 0,04 | 73.2
252371 | KME 25/2G | Cable supp grip 2 loops, divid stainl steel, cd 19-25, MBL 7,8 kN, L 275/530 | 0,05 | 75.6
252411 | KME 30/2G | Cable supp grip 2 loops, divid stainl steel, cd 25-30, MBL 12,0 kN, L 350/630 | 0,06 | 81.6
252421 | KME 40/2G | Cable supp grip 2 loops, divid stainl steel, cd 30-40, MBL 17,4 kN, L 370/680 | 0,08 | 88.8
252441 | KME 50/2G | Cable supp grip 2 loops, divid stainl steel, cd 40-50, MBL 24,0 kN, L 490/800 | 0,12 | 94.8
252451 | KME 60/2G | Cable supp grip 2 loops, divid stainl steel, cd 50-60, MBL 24,0 kN, L 500/840 | 0,28 | 100.8
252461 | KME 70/2G | Cable supp grip 2 loops, divid stainl steel, cd 60-70, MBL 31,8 kN, L 520/890 | 0,34 | 114
25304004 | KS 10/1 | Cable strain relief grip, 1 lat loop, cd 8-10, MBL 6,6 kN, L 400/600 | 0,07 | 37.08
253050 | MW 10/1 | Cable supp grip, wind plants, 1 lat loop, galv cd 8-10, MBL 6,6 kN, L 500/630 | 0,08 | 54.48
25305004 | KS 15/1 | Cable strain relief grip, 1 lat loop, cd 10-15, MBL 10,2 kN, L 400/600 | 0,08 | 37.68
253060 | MW 15/1 | Cable supp grip, wind plants, 1 lat loop, galv cd 10-15, MBL 10,2 kN, L 500/640 | 0,10 | 68.4
253080 | MW 20/1 | Cable supp grip, wind plants, 1 lat loop, galv cd 15-20, MBL 12,9 kN, L 500/690 | 0,15 | 74.4
25308004 | KS 20/1 | Cable strain relief grip, 1 lat loop, cd 15-20, MBL 12,9 kN, L 400/600 | 0,10 | 41.64
25309004 | KS 25/1 | Cable strain relief grip, 1 lat loop, cd 20-25, MBL 20,4 kN, L 400/600 | 0,12 | 43.8
253100 | MW 25/1 | Cable supp grip, wind plants, 1 lat loop, galv cd 20-25, MBL 20,4 kN, L 500/690 | 0,16 | 80.4
25310004 | KS 30/1 | Cable strain relief grip, 1 lat loop, cd 25-30, MBL 24,3 kN, L 400/600 | 0,13 | 45.36
253120 | MW 30/1 | Cable supp grip, wind plants, 1 lat loop, galv cd 25-30, MBL 24,3 kN, L 500/690 | 0,17 | 86.4
253140 | MW 40/1 | Cable supp grip, wind plants, 1 lat loop, galv cd 30-40, MBL 35,1 kN, L 500/760 | 0,22 | 91.2
25314004 | KS 40/1 | Cable strain relief grip, 1 lat loop, cd 30-40, MBL 35,1 kN, L 400/600 | 0,17 | 56.4
253160 | MW 50/1 | Cable supp grip, wind plants, 1 lat loop, galv cd 40-50, MBL 48,0 kN, L 800/1000 | 0,35 | 103.2
25316004 | KS 50/1 | Cable strain relief grip, 1 lat loop, cd 40-50, MBL 48,0 kN, L 400/600 | 0,25 | 61.2
253180 | MW 60/1 | Cable supp grip, wind plants, 1 lat loop, galv cd 50-60, MBL 48,0 kN, L 800/1000 | 0,45 | 120
25318004 | KS 60/1 | Cable strain relief grip, 1 lat loop, cd 50-60, MBL 48,0 kN, L 400/600 | 0,30 | 66
253200 | MW 70/1 | Cable supp grip, wind plants, 1 lat loop, galv cd 60-70, MBL 63,0 kN, L 800/1200 | 0,55 | 133.2
25330004 | KSE 10/1 | Cable strain relief grip, 1 lat loop, stainl steel, cd 8-10, MBL 6,6 kN, L 400/600 | 0,08 | 50.16
25330005 | MWE 10/1 | Cable support grip, 1 lat loop, stainl steel, cd 8-10, MBL 6,6 kN, L 500/630 | 0,08 | 87.6
25331004 | KSE 15/1 | Cable strain relief grip, 1 lat loop, stainl steel, cd 10-15, MBL 10,2 kN, L 400/600 | 0,10 | 52.2
25331005 | MWE 15/1 | Cable support grip, 1 lat loop, stainl steel, cd 10-15, MBL 10,2 kN, L 500/640 | 0,10 | 96
25333004 | KSE 20/1 | Cable strain relief grip, 1 lat loop, stainl steel, cd 15-20, MBL 12,9 kN, L 400/600 | 0,12 | 58.2
25333005 | MWE 20/1 | Cable support grip, 1 lat loop, stainl steel, cd 15-20, MBL 12,9 kN, L 500/690 | 0,15 | 99.6
25335004 | KSE 25/1 | Cable strain relief grip, 1 lat loop, stainl steel, cd 20-25, MBL 20,4 kN, L 400/600 | 0,14 | 67.2
25335005 | MWE 25/1 | Cable support grip, 1 lat loop, stainl steel, cd 20-25, MBL 20,4 kN, L 500/690 | 0,16 | 103.2
25337004 | KSE 30/1 | Cable strain relief grip, 1 lat loop, stainl steel, cd 25-30, MBL 24,3 kN, L 400/600 | 0,15 | 68.4
25337005 | MWE 30/1 | Cable support grip, 1 lat loop, stainl steel, cd 25-30, MBL 24,3 kN, L 500/690 | 0,17 | 112.8
25339004 | KSE 40/1 | Cable strain relief grip, 1 lat loop, stainl steel, cd 30-40, MBL 35,1 kN, L 400/600 | 0,20 | 75.6
25339005 | MWE 40/1 | Cable support grip, 1 lat loop, stainl steel, cd 30-40, MBL 35,1 kN, L 500/760 | 0,22 | 122.4
25341004 | KSE 50/1 | Cable strain relief grip, 1 lat loop, stainl steel, cd 40-50, MBL 48,0 kN, L 400/600 | 0,25 | 81.6
25341005 | MWE 50/1 | Cable support grip, 1 lat loop, stainl steel, cd 40-50, MBL 48,0 kN, L 800/1000 | 0,35 | 123.6
25343004 | KSE 60/1 | Cable strain relief grip, 1 lat loop, stainl steel, cd 50-60, MBL 48,0 kN, L 400/600 | 0,30 | 94.8
25343005 | MWE 60/1 | Cable support grip, 1 lat loop, stainl steel, cd 50-60, MBL 48,0 kN, L 800/1000 | 0,45 | 132
25345005 | MWE 70/1 | Cable support grip, 1 lat loop, stainl steel, cd 60-70, MBL 63,0 kN, L 800/1200 | 0,55 | 154.8
254800 | FSG 00-060S | Hose securing loop for hose to gun, galv steel L 600 mm | 0,16 | 29.28
254804 | FSS 10-060S | Hose securing loop for hose to hose, galv steel L 600 mm | 0,25 | 40.32
254808 | FSS 20-080S | Hose securing loop for hose to hose, galv steel L 800 mm | 0,27 | 43.08
254812 | FSS 40-120S | Hose securing loop for hose to hose, galv steel L 1200 mm | 0,33 | 45.12
254824 | FSG 00-060V | Hose securing loop for hose to gun, stainless steel L 600 mm | 0,18 | 34.56
254828 | FSS 10-060V | Hose securing loop for hose to hose, stainless steel L 600 mm | 0,27 | 43.32
254832 | FSS 20-080V | Hose securing loop for hose to hose, stainless steel L 800 mm | 0,30 | 46.44
254836 | FSS 40-120V | Hose securing loop for hose to hose, stainless steel L 1200 mm | 0,34 | 49.2
Скобы
254879 | SHB 04 | Shackle galv slim version with slotted screw-D 10, opening 14, SWL 400 kg | 0,09 | 5.64
254880 | SHB 06 | Shackle galv slim version with slotted screw-D 12, opening 17, SWL 630 kg | 0,16 | 6.72
254881 | SHB 10 | Shackle galv slim version with slotted screw-D 16, opening 21, SWL 1000 kg | 0,34 | 10.32
254882 | SHB 16 | Shackle galv slim version with slotted screw-D 20, opening 27, SWL 1600 kg | 0,72 | 14.88
254883 | SHB 20 | Shackle galv slim version with slotted screw-D 22, opening 30, SWL 2000 kg | 1,00 | 20.64
254884 | SHB 25 | Shackle galv slim version with slotted screw-D 24, opening 33, SWL 2500 kg | 1,32 | 28.08
254885 | SHB 30 | Shackle galv slim version with slotted screw-D 27, opening 38, SWL 3150 kg | 1,85 | 35.28
Кабельные ножницы
255200 | HK 101/1 | Cable cutter for AL-and CU-cables to150 mm², open 26, handles steel | 1,80 | 205.86
255210 | HKI 201/1 | Cable cutter for AL-and CU-cables to150 mm², open 26, handles | 2,20 | 386.9
255300 | HK 101/2 | Cable cutter for AL-and CU-cables to 400 mm², open 40, handles steel | 3,70 | 297.84
255905 | KMS 6 | Conduit and cable slitter for slitting up to 6 mm | 0,35 | 170.82
255910 | ERM 6 | Spare knife for cable slitter KMS 6 | 0,03 | 39.274
255942 | MLS 20 | Sub duct slitter for lengthwise slitting for walls up to 2 mm | 0,07 | 50.954
255950 | MLS 22 | Sub duct slitter, big handle, for lengthwise slitting for walls up to 2 mm | 0,70 | 344.56
255955 | MLE 22 | Spare knife of double side use for subduct slitter MLS 22 | 0,02 | 69.642
255960 | KSS 4,0 | Cable side cutter for micro and mini FOC cables D 0,5-4,0 mm, length 125 | 0,06 | 31.682
255965 | KSD 20 | Cable cutter for AL/CU- and FOC cables up to D 20 mm | 0,36 | 81.76
255980 | KTO 25 | Cable cutters with ratchet, open type, for cd 25 mm | 0,94 | 189.8
256200 | KTO 36 | Cable cutters with ratchet, open type, for cd 36 mm | 1,36 | 251.12
256220 | KTG 34 | Cable cutters with ratchet, closed type with swing blades, for cd 34 mm | 0,75 | 252.58
256230 | KTG 42 | Cable cutters with ratchet, closed type with swing blades, for cd 42 mm | 1,03 | 286.16
256240 | KTG 52 | Cable cutters with ratchet, closed type with swing blades, for cd 52 mm | 1,20 | 395.66
256260 | KTG 62 | Cable cutters with ratchet, closed type with swing blades, for cd 62 mm | 1,70 | 668.68
256280 | KTG 80 | Cable cutters with ratchet, closed type with swing blades, for cd 80 mm | 3,00 | 776.72
257290 | ASL 25 | Battery operated hydraulic cable cutter 18 V, closed cutter, cd 25 mm | 4,20 | 3439.76
257300 | ASL 45 | Battery operated hydraulic cable cutter 18 V, closed cutter, cd 45 mm | 5,40 | 4248.6
257310 | ASL 50 | Battery operated hydraulic cable cutter 18 V, closed cutter, cd 50 mm | 4,90 | 3489.4
257320 | ASL 65 | Battery operated hydraulic cable cutter 18 V, open cutter, cd 65 mm | 7,40 | 4117.2
257330 | ASL 85 | Battery operated hydraulic cable cutter 18 V, closed cutter, cd 85 mm | 6,50 | 4263.2
257340 | ASL 95 | Battery operated hydraulic cable cutter 18 V, open cutter, cd 95 mm | 9,10 | 4949.4
257350 | ASL 120-2 | Battery operated hydraulic cable cutter 18 V, open cutter, cd 120 mm | 9,50 | 5562.6
257550 | SH 85 | Hydraulic cable cutter closed type, for insulated AL- and CU-cables up to D 85 | 7,50 | 2746.26
257600 | FPS 85 | Hydr cable cutter with foot pump, closed cutter, cd 85 mm | 17,60 | 4686.6
257605 | FPS 95 | Hydr cable cutter with foot pump, open cutter, cd 95 mm | 20,50 | 4934.8
257610 | FPS 120 | Hydr cable cutter with foot pump, closed cutter, cd 120 mm | 24,20 | 5402
257620 | FPS 120-2 | Hydr cable cutter with foot pump, open cutter, cd 120 mm | 23,20 | 5942.2
257645 | APS 85 | Hydr cable cutter with accu-pump, closed cutter, cd 85 mm | 8,60 | 6467.8
257650 | APS 95 | Hydr cable cutter with accu-pump, open cutter, cd 95 mm | 11,50 | 6438.6
257655 | APS 120 | Hydr cable cutter with accu-pump, closed cutter, cd 120 mm | 15,20 | 7212.4
257658 | APS 120-2 | Hydr cable cutter with accu-pump, open cutter, cd 120 mm | 14,20 | 7387.6
257823 | SCHA 3 | Hose to hydr cable cutters, length 3 m | 3,50 | 524.14
257825 | SCHA 5 | Hose to hydr cable cutters, length 5 m | 6,00 | 652.62
259660 | SSF 85 | Cable safety cutting system with foot-pump, closed cutter, cd 85 mm | 23,00 | 5007.8
259670 | SSF 95 | Cable safety cutting system with foot-pump, open cutter, cd 95 mm | 26,00 | 5416.6
259680 | SSF 120 | Cable safety cutting system with foot-pump, closed cutter, cd 120 mm | 26,00 | 6132
259700 | SSF 120-2 | Cable safety cutting system with foot-pump, open cutter, cd 120 mm | 27,00 | 6263.4
259710 | SSA 85 | Cable safety cutting system with accu-pump, closed cutter, cd 85 mm | 24,50 | 7796.4
259720 | SSA 95 | Cable safety cutting system with accu-pump, open cutter, cd 95 mm | 28,00 | 8219.8
259730 | SSA 120 | Cable safety cutting system with accu-pump, closed cutter, cd 120 mm | 32,00 | 8833
259740 | SSA 120-2 | Cable safety cutting system with accu-pump, open cutter, cd 120 mm | 32,00 | 9358.6
Одометры
262250 | RT 5930 | Rolling odometer, collapse, to 9999,90 m, acc +/- 0,02 %, TÜV-tested | 4,60 | 299.3
262254 | RT 5920 | Rolling odometer, collapse, to 9999,90 m, acc +/- 0,05 %, not TÜV-tested | 3,90 | 268.64
262270 | RZ 5932 | Unit for measuring rails to mount on the rolling odometers | 0,80 | 109.5
262290 | RK 5931 | Case of robust plastic for rolling odometers RT 5930 and RT 5920 | 1,80 | 75.92
262310 | RT 5906 | Rolling odometer, big spooked wheel-D 637, acc +/-0,1 %, not TÜV-tested | 6,10 | 556.26
Измерители длины кабелей и тросов
262400 | HD 11S | Manual cable and rope length measuring device cd 3-21, rope-D 3-12 mm | 1,40 | 584
262410 | HD 12S | Manual cable and rope length measuring device cd 3-50, rope-D 3-22 mm | 2,00 | 646.78
262460 | HK 11 | Manual cable length measuring device cd 3-21 mm | 1,30 | 500.78
262470 | HK 12 | Manual cable length measuring device cd 3-50 mm | 1,98 | 540.2
262480 | KB 01 | Calibration before delivery, not governmental authorization for HK and HD | 0,01 | 22.484
262500 | KDM 45L | Manual cable and line length measuring device, cd 5-45, counter to 9999,99 m | 2,30 | 1169.46
262530 | KLM 110 | Cable length measuring device for cd 25-110 mm , not for steel ropes | 13,00 | 2908.32
262610 | KLM 120 | Cable length measuring device for cd 20-120 mm, not for steel ropes | 67,00 | 7285.4
Палатки кабельщиков
271211 | ZKF 200 | Cable jointer's tent, gable shape, PVC, 2,00x2,00x2,00 m | 8,00 | 652.62
271261 | ZG 200 | Pegs and poles for cable jointer's tents, collapsible, for ZKF 200 | 16,00 | 281.78
271411 | ZKF 250 | Cable jointer's tent, gable shape, PVC, 2,50x2,50x1,90 m | 11,00 | 721.24
271461 | ZG 250 | Pegs and poles for cable jointer's tents, collapsible, for ZKF 250 | 18,00 | 299.3
271611 | ZKF 300 | Cable jointer's tent, gable shape, PVC, 3,00x2,50x1,90 m | 18,00 | 770.88
271661 | ZG 300 | Pegs and poles for cable jointer's tents, collapsible, for ZKF 300 | 20,00 | 321.2
271690 | ZP 2-3 | Tent packing sack as spare part, suitable for all sizes of the tents | 0,40 | 43.946
271695 | ZGP 300 | Tent packing sack for all sizes of tent cages | 1,50 | 41.318
271720 | ZBB 15 | Tent inscription, letter height 150 mm, price per letter | 0,01 | 4.964
271740 | ZPK 180 | Very light cable splicer tents in gable shape 1,80x1,70x1,65 m | 9,00 | 751.9
271745 | ZPK 250 | Very light cable splicer tents in gable shape 2,50x2,00x1,90 m | 13,50 | 960.68
271750 | ZPA 180 | Very light cable splicer tents in house shape 1,80x1,80x2,00 m | 13,50 | 1111.06
271754 | ZPA 210 | Very light cable splicer tents in house shape 2,10x2,10x2,00 m | 15,00 | 1283.34
271758 | ZPA 250 | Very light cable splicer tents in house shape 2,50x2,50x2,00 m | 18,50 | 1451.24
271760 | ZPA 300 | Very light cable splicer tents in house shape 3,00x2,50x2,00 m | 25,00 | 2354.98
271764 | RWS 130 | Warning marks red/white all around the light tent | 0,01 | 127.02
271768 | ABL 130 | Anchoring cables with tent pegs, for light cable splicer's tents, per tent | 1,00 | 58.546
271769 | ZUT 130 | Additional door on opposite side of all above listed splicer's tents | 0,01 | 286.16
271770 | REF 130 | Reflector lines red/white around the tent on the light tents | 0,01 | 305.14
271772 | LUF 130 | Windows of ventilation in the roof, set of 4 pcs | 0,01 | 439.46
Зонты
271780 | KLS 200 | Umbrella for cable works, canvas, D 2,00 m, 8-fold canvas | 5,00 | 186.88
271810 | KLS 250 | Umbrella for cable works, canvas, D 2,50 m, 10-fold canvas | 8,50 | 392.74
271860 | KOS 250 | Holders for umbrellas for fixing in the ground, steel galv for KLS 200-250 | 2,60 | 65.7
271900 | KSU 250 | Umbrella bag of PVC suitable for all umbrellas KLS 200-250 | 1,00 | 45.99
Инструмент для резки пластиковых труб
272400 | SDC 0314 | Duct cutter for occupied or empty subducts OD 3-14 mm | 0,02 | 41.61
272410 | RSK 0214 | Duct cutting tongs only for use of empty subducts OD 2-14 mm | 0,10 | 40.588
272414 | RSK 0525 | Duct cutting tongs only for use of empty subducts OD 5-15 mm | 0,28 | 56.356
272522 | RSM 12/10 | Reduction coupling to air distributer for subduct-AD 12-10 mm | 0,03 | 8.8
Кабельные направляющие воронки
273050 | MET 75/30 | Cable leading-in funnel for duct ID 70, length 3,00 m, with 2 safety ropes | 10,40 | 1325.68
273100 | MET 98/18 | Cable leading-in funnel for duct ID 100, length 1,80 m, with 2 safety ropes | 8,80 | 381.06
273108 | MET 98/40 | Cable leading-in funnel for duct ID 100, length 4,00 m, with 2 safety ropes | 12,90 | 1087.7
Тяговые головки для труб
273129 | MZK 4/40 | Pipe pulling head for pulling-in of multiple conduits in into ducts of OD 110 mm | 1,40 | 725.62
273131 | RZK 32 | Pipe pulling head for pulling-in of PE-HD-pipes-ID 25-28 mm | 0,40 | 121.18
273132 | RZK 40 | Pipe pulling head for pulling-in of PE-HD-pipes-ID 31-36 mm | 0,65 | 167.9
273133 | RZK 50 | Pipe pulling head for pulling-in of PE-HD-pipes-ID 39-47 mm | 1,20 | 205.86
273134 | RZK 63 | Pipe pulling head for pulling-in of PE-HD-pipes-ID 49-60 mm | 1,55 | 227.76
273136 | RZK 75 | Pipe pulling head for pulling-in of PE-HD-pipes-ID 59-70 mm | 2,20 | 248.2
273138 | RZK 90 | Pipe pulling head for pulling-in of PE-HD-pipes-ID 71-85 mm | 3,85 | 262.8
273140 | RZK 110 | Pipe pulling head for pulling-in of PE-HD-pipes-ID 87-103 mm | 7,80 | 273.02
273142 | RZK 125 | Pipe pulling head for pulling-in of PE-HD-pipes-ID 99-116 mm | 12,60 | 376.68
273144 | RZK 140 | Pipe pulling head for pulling-in of PE-HD-pipes-ID 111-130 mm | 14,10 | 496.4
273146 | RZK 160 | Pipe pulling head for pulling-in of PE-HD-pipes-ID 127-148 mm | 19,40 | 559.18
27314610 | RZK 180 | Pipe pulling head for pulling-in of PE-HD-pipes-ID 144-166 mm | 22,00 | 654.08
Инструмент и приспособления для пластиковых труб
273171 | MRS 43 | Conduit cutter for plan cuts of duct-D up to 42 mm | 0,45 | 89.06
273172 | MRS 50 | Conduit cutter for plan cuts of duct-D up to 50 mm | 0,60 | 146
273173 | MRS 63 | Conduit cutter for plan cuts of duct-D up to 63 mm | 0,70 | 230.68
273174 | MRS 75 | Conduit cutter for plan cuts of duct-D up to 75 mm | 1,60 | 329.96
273175 | MRE 26 | Burring tool for in- and outside Of aluminium for duct-D 3-26 mm | 0,39 | 219
273180 | MRE 50 | Burring tool for plastic conduits-D 28-50, extern and intern | 0,43 | 91.98
273190 | MRE 63 | Burring tool for plastic conduits-D 28-63, only extern | 0,20 | 131.4
273200 | MSM 40 | Paring knife for separating multiple conduits | 0,50 | 58.692
273212 | SRS 61 | Cable conduit saw for duct-D 32-150 mm, incl blade, 3 accus and charger | 6,50 | 2299.5
273222 | ESB 6 | Saw-blade to Conduit saw hard metal equipped for long tool life | 0,03 | 64.678
273228 | RFP 32 | Conduit guiding plate for duct-D 32 mm | 0,35 | 240.9
273230 | RFP 40 | Conduit guiding plate for duct-D 40 mm | 0,32 | 240.9
273232 | RFP 50 | Conduit guiding plate for duct-D 50 mm | 0,26 | 245.28
273234 | RFP 63 | Conduit guiding plate for duct-D 63 mm | 0,26 | 261.34
273237 | RFP 64+ | Conduit guiding plate for duct-D 63-150 mm | 0,20 | 302.22
273240 | RZA 32 | Rounding tongs for deformed conduits of OD 32 mm | 0,65 | 135.78
273245 | RZA 40 | Rounding tongs for deformed conduits of OD 40 mm | 0,70 | 150.38
273250 | RZA 50 | Rounding tongs for deformed conduits of OD 50 mm | 1,20 | 195.64
273270 | MR 100/1 | Duct pulling grip for pulling multiple conduits into ducts of OD 110 mm | 1,20 | 166.44
273420 | MS 1640 | Spanner and counter spanner for duct-fittings-OD 16-40 mm | 0,14 | 47.888
273440 | MS 4075 | Spanner and counter spanner for duct-fittings-OD 40-75 mm | 0,60 | 197.1
273460 | MS 63125 | Spanner and counter spanner for duct-fittings-OD 63-125 mm | 1,75 | 286.16
273520 | SM 3232 | Screw socket fitting for plastic conduits OD 32-32 mm, PN 16 | 0,19 | 11.388
273530 | SM 4040 | Screw socket fitting for plastic conduits OD 40-40 mm, PN 16 | 0,33 | 17.666
273540 | SM 5050 | Screw socket fitting for plastic conduits OD 50-50 mm, PN 16 | 0,47 | 25.988
273550 | SM 6363 | Screw socket fitting for plastic conduits OD 63-63 mm, PN 16 | 0,76 | 36.062
273569 | ENSA 20 | Conduit sealing plug for duct-OD 20 mm, up to 6 bar | 0,07 | 14.016
273572 | ENSA 32 | Conduit sealing plug for duct-OD 32 mm, up to 6 bar | 0,10 | 21.17
273575 | ENSA 40 | Conduit sealing plug for duct-OD 40 mm, up to 6 bar | 0,23 | 31.244
273580 | ENSA 50 | Conduit sealing plug for duct-OD 50 mm, up to 6 bar | 0,29 | 39.274
273585 | ENSA 63 | Conduit sealing plug for duct-OD 63 mm, up to 6 bar | 0,40 | 53.29
273586 | ENSA 110 | Conduit sealing plug for duct-OD 110 mm, up to 60 bar | 1,93 | 213.16
273616 | RM 4032 | Screw socket fitting for plastic conduits OD 40-32 mm, PN 16 | 0,25 | 19.564
273620 | RM 5032 | Screw socket fitting for plastic conduits OD 50-32 mm, PN 16 | 0,33 | 24.382
273630 | RM 5040 | Screw socket fitting for plastic conduits OD 50-40 mm, PN 16 | 0,50 | 24.382
273670 | RM 6350 | Screw socket fitting for plastic conduits OD 63-50 mm, PN 16 | 0,73 | 34.602
273702 | KHR 32 | Halved conduits, OD 32, L- 2,00 m See split sockets and mounting tools | 0,72 | 29.2
273705 | KHR 40 | Halved conduits, OD 40, L- 2,00 m See split sockets and mounting tools | 0,92 | 30.222
273711 | KHR 50 | Halved conduits, OD 50, L- 2,00 m See split sockets and mounting tools | 1,24 | 29.638
273713 | KHM 32 | Split sockets for closing halved conduits of OD 32 mm | 0,27 | 43.362
273714 | KHM 40 | Split sockets for closing halved conduits of OD 40 mm | 0,29 | 43.946
273715 | KHM 50 | Split sockets for closing halved conduits of OD 50 mm | 0,32 | 46.282
273720 | RV 3240 | Screwed conduit union for duct-OD 32 mm, length 1,20 m, PN 10 | 0,86 | 45.844
273730 | RV 4050 | Screwed conduit union for duct-OD 40 mm, length 1,20 m, PN 10 | 1,46 | 59.422
273740 | RV 5063 | Screwed conduit union for duct-OD 50 mm, length 1,20 m, PN 10 | 2,54 | 71.248
273770 | RV 1014 | Sub duct connector with two couplings D 14 mm, L 400 mm, set of 3 | 0,24 | 68.328
273905 | SVR 70 | Cutting unit lengthwise for Gabocom subduct bundles, speed pipe-systems | 30,10 | 2198.76
2739904 | SDV 0707 | Plug, blowing and pull head of alu for subducts D 7,0x0,75, set of 10 pcs | 0,51 | 82.6
2739908 | SDV 0715 | Plug, blowing and pulling head of alu for subducts D 7,0x1,50, set of 10 pcs | 0,03 | 84
2739912 | SDV 1010 | Plug, blowing and pulling head of alu for subducts D 10x1,00, set of 10 pcs | 0,22 | 88.2
2739914 | SDV 1211 | Plug, blowing and pulling head of alu for subducts D 12x1,10, set of 5 pcs | 0,06 | 88.2
2739922 | SDV 1413 | Plug, blowing and pulling head of alu for subducts D 14x1,30, set of 5 pcs | 0,08 | 106.4
2739928 | SDV 1620 | Plug, blowing and pulling head of alu for subducts D 16x2,0, set of 5 pcs | 0,21 | 109.2
Ролики кабельные
274020 | LRB 45 | Cable roller bow without support 45°, R 600, 4 poly-rollers D 80/30x38/50 | 3,60 | 302.22
274060 | LSE 4 | Cable shaft entrance roller 45°, R 600, 4 poly-rollers D 80/30x38/50 | 7,30 | 395.66
274420 | LER 22/1 | Cable lead-in roller for duct-ID 22 mm, roller-D 80/30x38/50 mm | 0,60 | 96.36
274430 | LER 25/1 | Cable lead-in roller for duct-ID 25 mm, roller-D 80/30x38/50 mm | 0,70 | 99.28
274440 | LER 28/1 | Cable lead-in roller for duct-ID 28 mm, roller-D 80/30x50 mm | 0,70 | 119.72
274470 | LER 35/1 | Cable lead-in roller for duct-ID 35 mm, roller-D 80/30x50 mm | 0,82 | 127.02
274490 | LER 40/1 | Cable lead-in roller for duct-ID 40 mm, roller-D 80/30x50 mm | 0,80 | 135.78
274530 | LER 54/1 | Cable lead-in roller for duct-ID 54 mm, roller-D 80/30x50 mm | 0,90 | 150.38
274580 | LER 74/1 | Cable lead-in roller for duct-ID 74 mm, roller-D 80/30x50 mm | 1,20 | 156.22
275200 | RK 4040 | Metallic duct coupler alu, hinged, for coupling two ducts of D 40 mm | 1,35 | 135.78
275203 | RK 5050 | Metallic duct coupler alu, hinged, for coupling two ducts of D 50 mm | 1,10 | 135.78
275206 | SW 11 | Socked spinner wrench for alu duct coupler RK 4040-5050 | 0,18 | 56.064
275210 | REC 15/1W | Conversion set fibre optic cable floating with the CableJet | 4,80 | 959.22
275213 | RES 15/1W | Conversion set fibre optic cable floating with the SuperJet | 3,45 | 505.16
275216 | GMT 600 | Funnel for lubricants for FOC floating with the SuperJet | 1,00 | 565.02
275220 | EVK 15 | Pressure release valve, for compressors M 125 | 2,70 | 232.14
275230 | LKO 40 | Pistons loosing old cables in ducts, cd 10-21, duct-OD 40, duct-ID 33-35 | 0,10 | 359.16
275232 | LKO 50 | Pistons loosing old cables in ducts, cd 10-21, duct-OD 50, duct-ID 40-42 | 0,10 | 373.76
275296 | CTR 05/03 | Cable crash test tube for limiting pushing forces, duct 05/03, L 1,00 m | 0,40 | 55.44
275300 | CTR 10/04 | Cable crash test tube for limiting pushing forces, duct 10/04, L 1,00 m | 0,50 | 48.86
275301 | CTR 10/06 | Cable crash test tube for limiting pushing forces, duct 10/06, L 1,00 m | 0,50 | 49.28
275303 | CTR 12/08 | Cable crash test tube for limiting pushing forces, duct 12/08, L 1,00 m | 0,55 | 53.34
275306 | CTR 14/10 | Cable crash test tube for limiting pushing forces, duct 14/10, L 1,00 m | 0,60 | 71.4
275307 | CTR 16/12 | Cable crash test tube for limiting pushing forces, duct 16/12, L 1,00 m | 0,66 | 56.28
275309 | CTR 20/16 | Cable crash test tube for limiting pushing forces, duct 20/16, L 1,00 m | 0,70 | 61.88
275312 | CTR 32/27 | Cable crash test tube for limiting pushing forces, duct OD 32, L 1,65 m | 0,80 | 66.64
275315 | CTR 40/34 | Cable crash test tube for limiting pushing forces, duct OD 40, L 1,65 m | 1,10 | 71.4
275318 | CTR 50/42 | Cable crash test tube for limiting pushing forces, duct OD 50, L 1,65 m | 1,30 | 110.6
275321 | CTR 63/54 | Cable crash test tube for limiting pushing forces, duct OD 63, L 1,65 m | 1,70 | 142.8
275398 | RSM 04 | Sponge for cleaning and pre-lubricating of duct-OD 7,0 mm, duct-ID 4,0 mm | 0,01 | 15.4
275400 | RSM 06 | Sponge for cleaning and pre-lubricating of duct-OD 7,0-10,0, duct-ID 5,5-6,0 | 0,01 | 16.52
275402 | RSM 08 | Sponge for cleaning and pre-lubricating of duct-OD 10,0-12,0, duct-ID 8,0 | 0,02 | 16.1
275404 | RSM 10 | Sponge for cleaning and pre-lubricating of duct-OD 12,0-16,0, duct-ID 10,0-12,0 | 0,03 | 18.06
275406 | RSM 16 | Sponge for cleaning and pre-lubricating of duct-OD 20,0, duct-ID 15,0-16,0 | 0,06 | 20.44
275408 | RSM 32 | Sponge for cleaning and pre-lubricating of duct-OD 32 mm, duct-ID 28 mm | 0,01 | 1.274
275410 | RSM 40 | Sponge for cleaning and pre-lubricating of duct-OD 40 mm, duct-ID 35 mm | 0,01 | 2.73
275412 | RSM 50 | Sponge for cleaning and pre-lubricating of duct-OD 50 mm, duct-ID 40 mm | 0,01 | 2.94
275414 | RSM 63 | Sponge for cleaning and pre-lubricating of duct-OD 63 mm, duct-ID 51 mm | 0,02 | 4.9
275517 | KFM 23 | Cable guiding head, D 2,3x 8 mm, for cable-D 2,0 mm, set of 10 pcs | 0,01 | 55.3
275520 | KFM 28 | Cable guiding head, D 2,8x14 mm, for cable-D 2,5 mm, set of 10 pcs | 0,01 | 29.82
275523 | KFM 44 | Cable guiding head, D 4,4x17 mm, for cable-D 4,0 mm, set of 10 pcs | 0,11 | 30.24
275526 | KFM 54 | Cable guiding head, D 5,4x22 mm, for cable-D 5,0 mm, set of 10 pcs | 0,11 | 30.52
275529 | KFM 64 | Cable guiding head, D 6,4x23 mm, for cable-D 6,0 mm, set of 10 pcs | 0,03 | 35.28
275532 | KFM 67 | Cable guiding head, D 6,7x23 mm, for cable-D 6,5 mm, set of 10 pcs | 0,03 | 35.98
275535 | KFM 74 | Cable guiding head, D 7,4x23 mm, for cable-D 7,0 mm, set of 10 pcs | 0,03 | 36.54
275538 | KFM 84 | Cable guiding head, D 8,4x28 mm, for cable-D 8,0 mm, set of 10 pcs | 0,05 | 41.72
275541 | KFM 88 | Cable guiding head, D 8,8x28 mm, for cable-D 8,5 mm, set of 10 pcs | 0,06 | 77
275544 | KFM 93 | Cable guiding head, D 9,3x28 mm, for cable-D 9,0 mm, set of 10 pcs | 0,07 | 78.4
275547 | KFM 103 | Cable guiding head, D 10,3x31 mm, for cable-D 10,0 mm, set of 10 pcs | 0,08 | 79.8
275550 | KFM 113 | Cable guiding head, D 11,3x34 mm, for cable-D 11,0 mm, set of 10 pcs | 0,11 | 79.8
275553 | KFM 123 | Cable guiding head, D 12,3x36 mm, for cable-D 12,0 mm, set of 10 pcs | 0,13 | 81.2
275610 | DAS 42K | Air connector for blowing up single sub ducts D 7-14 mm | 0,44 | 79.8
275620 | VKM 10S | Air distributer with manometer and plug-in coupling for subducts OD 10 | 0,46 | 145.6
275625 | VKM 12S | Air distributer with manometer and plug-in coupling for subducts OD 12 | 0,48 | 163.8
275629 | DVA 10 | Air distributer device for 8 sub ducts D 10 mm | 2,44 | 448
275631 | DVA 12 | Air distributer device for 8 sub ducts D 12 mm | 2,80 | 536.2
275633 | SPS 12 | Spiral air hose with coupling for air filling of sub ducts D 7-14 mm | 0,75 | 207.2
275635 | AKM 10 | Duct coupling and plug for testing subducts OD 10 mm | 0,05 | 21.42
275636 | AKM 12 | Duct coupling and plug for testing subducts OD 12 mm | 0,10 | 35
275638 | KZM 6040 | Case for micro cabling accessory, with 9 shelves empty | 4,30 | 225.4
275640 | RDP 7 | Air pressure testing unit for subducts with 7 manometers, pressure to 10 bars | 26,00 | 4368
275645 | VST 10 | Duct coupling and plug for testing subducts OD 10 mm | 0,07 | 18.34
275646 | VST 12 | Duct coupling and plug for testing subducts OD 12 mm | 0,13 | 22.96
275650 | KES 0704 | Cable blow-in stop for FOC installations for cable lengths to 200 m, in duct-D 7 | 0,03 | 27.86
275700 | NBK 483 | Intermediate cable blowing head for C-D 3,4-8,3 mm, without air connector | 1,40 | 1017.8
275703 | NBK 812 | Intermediate cable blowing head for C-D 8,4-12,4 mm, without air connector | 1,50 | 1229.2
275710 | DAP 08 | Air connector to blowing head NBK 483 | 0,50 | 106.4
275712 | DAP 11 | Air connector to blowing head NBK 812 | 0,73 | 200.2
275724 | DMP 16 | Air regulator with manometer for subduct calibration set | 1,90 | 382.2
275744 | DMM 16 | Air regulator with manometer for subduct calibration set included in PRM 196 | 1,43 | 344.4
275750 | DAK 10 | Air connectors for subduct-D 10 mm, for calibration sets | 0,39 | 81.2
275752 | DAK 12 | Air connectors for subduct-D 12 mm, for calibration sets | 0,41 | 85.4
275754 | DAK 14 | Air connectors for subduct-D 14 mm, for calibration sets | 0,40 | 89.6
275756 | DAK 16 | Air connectors for subduct-D 16 mm, for calibration sets | 0,40 | 110.6
275766 | DAM 10 | Air connector for subduct-D 10 mm, for calibration sets included in PRM 196 | 0,08 | 45.36
275768 | DAM 12 | Air connector for subduct-D 12 mm | 0,10 | 49
275770 | DEM 10 | Subduct-plugs of metal, for OD 10 mm, up to 6 bars | 0,07 | 28.98
275771 | DEM 12 | Subduct-plugs of metal, for OD 12 mm, up to 6 bars | 0,13 | 46.62
275772 | DEM 14 | Subduct-plugs of metal, for OD 14 mm, up to 6 bars | 0,20 | 51.8
275773 | DEM 16 | Subduct-plugs of metal, for OD 16 mm, up to 6 bars | 0,15 | 52.22
275775 | YVE 16 | Y-piece for connection of 2 compressors VE 100 | 1,10 | 298.2
276800 | SST 06 | Steel rope slings D 6 mm, L 500 mm, MBL 23,0 kN | 0,13 | 30.66
276810 | SST 08 | Steel rope slings D 8 mm, L 500 mm, MBL 45,0 kN | 0,28 | 34.58
276820 | SST 09 | Steel rope slings D 9 mm, L 500 mm, MBL 56,0 kN | 0,35 | 34.44
276830 | SST 10 | Steel rope slings D 10 mm, L 500 mm, MBL 66,0 kN | 0,40 | 54.04
276840 | SST 12 | Steel rope slings D 12 mm, L 500 mm, MBL 104,0 kN | 1,10 | 61.74
Ролики для протяжки кабелей по лоткам
278050 | PRK 140 | Cable tray roller for fixing inside or outside, rollers D 140/86x58 mm | 2,10 | 154.76
278100 | PRE 140 | Cable corner roller with clamps for outside and inside tray roller-D 140/86x58 | 2,40 | 173.74
278150 | PRF 42 | Cable tray flank roller with clamps for outside or inside curves, roller-D 42x149 | 1,65 | 146
278340 | PRS 150 | Cable tray roller for cross members, ext width 150 mm, 6 rollers D 35 mm | 1,20 | 113.88
278360 | PRS 250 | Cable tray roller for cross members, ext width 250 mm, 11 rollers D 35 mm | 1,84 | 140.16
278370 | PRR 195 | Cable tray roller ext width 195 mm, 2 rollers D 25 mm | 0,84 | 129.94
278410 | PRC 1 | Cable tray roller for tray with cross members 500 spanning, roller-D 88/50x100 | 2,60 | 131.4
278470 | PRK 3-53 | Cable tray rollers for outside or inside the tray, opening 53 mm, 3 rollers D 33 | 1,80 | 198.56
278480 | PRV 1-53 | Barrier roller for cable tray roller for PRK 3-53 | 0,30 | 28.616
278540 | PRK 3-85 | Cable tray rollers for outside or inside the tray, opening 100 mm, 3 rollers D 40 | 2,80 | 131.4
278550 | PRV 1-85 | Barrier roller for cable tray roller for PRK 3-85 | 0,50 | 29.2
278570 | PRK 3-100 | Cable tray rollers for outside or inside the tray, opening 85 mm, 3 rollers D 40 | 4,10 | 219
278580 | PRV 1-100 | Barrier roller for cable tray roller for PRK 3-100 | 0,75 | 50.662
278710 | PRH 3-615 | Cable roller holder for guide rollers PRK 3-85 and PRK 3-100 | 1,50 | 106.58
278720 | PRH 3-145 | Support for rollers PRK 3-85 and 3-100 on suspension stays 16 A1 or 16 A3 | 0,90 | 30.952
278725 | PRH 4-250 | Support for rollers ER 4-100-200 on suspension stays 16 A1 or 16 A3 | 3,00 | 87.6
278770 | PRH 4-715 | Cable roller holder for guide rollers ER 4-100-250 | 5,00 | 157.68
278780 | PRB 90/400 | Cable tray curve unit 90 degrees, radius 400 mm, 4 alu-roller D 90/50x100 | 7,80 | 449.68
278820 | PRB 45/600 | Cable tray curve unit 45 degrees, radius 600 mm, 3 alu-roller D 90/50x100 | 7,10 | 448.22
Лебёдки электрические для протяжки кабелей по лоткам
279502 | PSW 7/8 | Cable tray capstan winch 1,10kW, 7,0 kN, 8 m/min 230 V, only horizontal pull | 57,00 | 3409.1
279505 | PSW 3/16 | Cable tray capstan winch 1,10kW, 3,0 kN, 16 m/min 230 V, only horizontal pull | 57,00 | 3445.6
279540 | PSW 10/8 | Cable tray capstan winch 1,10 kW 10,0 kN, 8 m/min 400 V, only horizontal pull | 54,00 | 3595.98
279560 | PSW 10-13 | Cable tray capstan 1,50 kW, 10,0 kN, 7 m/min 4,0 kN/13 m/min 230V horiz pull | 67,00 | 5226.8
279565 | PSW 10-13S | Cable tray capstan 1,50 kW, 10,0 kN, 7 m/min 4,0 kN/13 m/min 230V also vert | 72,00 | 5694
279580 | ADK 400 | Adapter cable for tray capstan winch for connection on 400 Volt net | 0,50 | 71.102
Тросы синтетические
27968512 | PKG12-125 | Polyester rope with one spliced loop, D 12 mm, MBL 32,0 kN, length 125 m | 11,30 | 601.52
27968525 | PKG12-250 | Polyester rope with one spliced loop, D 12 mm, MBL 32,0 kN, length 250 m | 22,50 | 1087.7
27968530 | PKG12-300 | Polyester rope with one spliced loop, D 12 mm, MBL 32,0 kN, length 300 m | 30,50 | 1246.84
27968550 | PKG12-500 | Polyester rope with one spliced loop, D 12 mm, MBL 32,0 kN, length 500 m | 45,00 | 2017.72
27969015 | PKT 14-150 | Polypropylene-rope with one spliced loop, D 14 mm, MBL 27,0 kN, length 150 m | 14,00 | 563.56
27969025 | PKT 14-250 | Polypropylene-rope with one spliced loop, D 14 mm, MBL 27,0 kN, length 250 m | 24,00 | 868.7
279720 | PSH 600 | Reel only for plastic ropes D 12 length 300 m, D 14 length 250 m | 19,20 | 694.96
279740 | STR 750 | Rope drum for plastic ropes D 12 to 750 m, D 14 to 500 m | 20,00 | 151.84
282240 | KS 600 | Spools of plastic cord D 2 mm, 600 m per spool | 0,40 | 19.89
Домкраты для кабельных барабанов
310200 | LQ 20/540 | Tripod cable drum spindle jack, SWL 2000 kg/each, for drum-D max 1600 mm | 12,10 | 329.96
311100 | TM 10L | Cable drum lifter left-hand, SWL 1/t each, for drum-D 600-1650 mm | 14,00 | 789.86
311110 | TM 10R | Cable drum lifter right-hand, SWL 1/t each, for drum-D 600-1650 mm | 14,00 | 789.86
311130 | TZ 15 | Cable drum rack-and-pinion jack, SWL 1,5 t/each for drum-D 600-1750 mm | 32,00 | 697.88
311220 | TZ 30 | Cable drum rack-and-pinion jack, SWL 3 t/each for drum-D 800-2500 mm | 64,00 | 1017.62
311250 | TZ 50 | Cable drum rack-and-pinion jack, SWL 5 t/each for drum-D 1000-3200 mm | 87,00 | 1436.64
311280 | TZ 80 | Cable drum rack-and-pinion jack, SWL 8 t/each for drum-D 1000-3200 mm | 108,00 | 1597.24
312130 | TH 31 | Cable drum hydraulic jack, SWL 3 t/each, for drum-D 800-2500 mm | 54,00 | 858.48
312160 | TH 61 | Cable drum hydraulic jack, SWL 6 t/each, for drum-D 900-3200 mm | 96,00 | 1239.54
312200 | TH 81 | Cable drum hydraulic jack, SWL 8 t/each, for drum-D 900-3200 mm | 99,00 | 1369.48
312471 | THD 20/25 | Cable drum hydraulic jack, SWL 20 t/each, for drum-D 800-2500 | 128,00 | 4409.2
312500 | THD 20/37 | Cable drum hydraulic jack, SWL 20 t/each, for drum-D 2500-3700 | 140,00 | 3737.6
312520 | THD 20/42 | Cable drum hydraulic jack, SWL 20 t/each, for drum-D 3000-4200 | 150,00 | 3839.8
312521 | THD 20/44 | Cable drum hydraulic jack, SWL 20 t/each, for drum-D 3400-4400 | 155,00 | 3883.6
312522 | THD 20/46 | Cable drum hydraulic jack, SWL 20 t/each, for drum-D 3400-4600 | 158,00 | 4015
312544 | THD 30/50 | Cable drum hydraulic jack, SWL 20 t/each, for drum-D 3600-5000 | 271,00 | 9168.8
312561 | THV 20/30 | Drum shaft closing clamp to all THD drum hydraulic jacks | 2,30 | 274.48
Оси невращающиеся для кабельных барабанов
314150 | KAV 7519 | Cable drum shafts rigid, solid alu, D 75 mm, L 1900 mm, cap approx 4,9 t | 22,10 | 433.62
314190 | KAV 7521 | Cable drum shafts rigid, solid alu, D 75 mm, L 1900 mm, cap approx 4,4 t | 24,40 | 477.42
314300 | KSR 5110 | Cable drum shaft rigid, tubular steel, D 51 mm, L 1500 mm, cap app 2,0 t | 12,80 | 254.04
314340 | KSR 7610 | Cable drum shaft rigid, tubular steel, D 76 mm, L 1850 mm, cap app 6,0 t | 28,00 | 440.92
314380 | KSR 7614 | Cable drum shaft rigid, tubular steel, D 76 mm, L 2000 mm, cap app 8,0 t | 39,00 | 567.94
314430 | KSR 8917 | Cable drum shaft rigid, tubular steel, D 89 mm, L 2200 mm, cap app 10,0 t | 65,40 | 886.22
314460 | KSR 9517 | Cable drum shaft rigid, tubular steel, D 95 mm, L 2200 mm, cap app 14,0 t | 71,00 | 932.94
314600 | KAD 7519 | Cable drum shafts rotating, solid alu, D 75 mm, L 1900 mm, cap approx 4,9 t | 25,40 | 870.16
314640 | KAD 7521 | Cable drum shafts rotating, solid alu, D 75 mm, L 2100 mm, cap approx 4,4 t | 27,80 | 940.24
Оси вращающиеся для кабельных барабанов
314760 | KSD 6007 | Cable drum shafts steel rotating, D 60 mm, L 1500 mm, cap app 2,0 t | 19,10 | 738.76
314770 | KSD 7610 | Cable drum shafts steel rotating, D 76 mm, L 1850 mm, cap app 6,0 t | 38,30 | 858.48
314810 | KSD 7614 | Cable drum shafts steel rotating, D 76 mm, L 2000 mm, cap app 8,0 t | 50,30 | 1003.02
314850 | KSD 8917 | Cable drum shafts steel rotating, D 89 mm, L 2200 mm, cap app 10,0 t | 70,10 | 1205.96
314890 | KSD 9517 | Cable drum shafts steel rotating, D 95 mm, L 2200 mm, cap app 14,0 t | 76,00 | 1937.42
Зажимы на оси
315030 | KSV 51 | Clamp hinged for lateral fixing of the drum, for shaft-D 47-51, width 61 | 1,30 | 118.26
315035 | KSV 60 | Clamp hinged for lateral fixing of the drum, for shaft-D 60-61, width 61 | 1,40 | 127.02
315040 | KSV 70 | Clamp hinged for lateral fixing of the drum, for shaft-D 70-71, width 61 | 1,50 | 138.7
315045 | KSV 76 | Clamp hinged for lateral fixing of the drum, for shaft-D 75-76, width 61 | 1,50 | 96.36
315050 | KSV 90 | Clamp hinged for lateral fixing of the drum, for shaft-D 88-90, width 61 | 1,70 | 144.54
315055 | KSV 95 | Clamp hinged for lateral fixing of the drum, for shaft-D 95-96, width 61 | 1,80 | 172.28
315340 | KLS 101 | Clamp for lateral fixing of the drum, for shaft-D 101-105, width 50 | 2,00 | 365
315350 | KLS 108 | Clamp for lateral fixing of the drum, for shaft-D 108-110, width 50 | 2,40 | 315.36
315360 | KLS 114 | Clamp for lateral fixing of the drum, for shaft-D 114-115, width 50 | 3,00 | 365
315370 | KLS 121 | Clamp for lateral fixing of the drum, for shaft-D 121-123, width 50 | 5,00 | 338.72
315380 | KLS 127 | Clamp for lateral fixing of the drum, for shaft-D 127-130, width 50 | 3,40 | 382.52
315384 | KLS 135 | Clamp for lateral fixing of the drum, for shaft-D 135-137, width 50 | 4,00 | 338.72
315385 | KLS 139 | Clamp for lateral fixing of the drum, for shaft-D 139-140, width 50 | 3,60 | 338.72
315390 | KLS 159 | Clamp for lateral fixing of the drum, for shaft-D 159-160, width 50 | 3,90 | 427.78
Подвесы со скобами
315399 | WAH 60 | Suspension with shackle for rotating drum shaft D 60-63, cap pair 3 t | 4,00 | 337.26
315400 | WAH 76 | Suspension with shackle for rotating drum shaft D 75-76, cap pair 6 t | 6,00 | 249.66
315403 | WAH 90 | Suspension with shackle for rotating drum shaft D 89-95, cap pair 15 t | 10,00 | 408.8
315406 | WAH 108 | Suspension with shackle for rotating drum shaft D 101-114, cap pair 27 t | 25,00 | 925.64
315408 | WAH 127 | Suspension with shackle for rotating drum shaft D 127, cap pair 40 t | 54,00 | 1213.26
Фиксирующие конусы
315430 | ZKO 76 | Locating cone, cast steel, for shaft-D 75-76, steps 140/130/125/105/100/90 | 5,50 | 243.82
315460 | ZKO 90 | Locating cone, cast steel, for shaft-D 89-90, steps 140/130/125/105/100 | 4,80 | 262.8
315490 | ZKO 95 | Locating cone, cast steel, for shaft-D 94-95 mm, steps 140/130/125/105 | 4,50 | 278.86
315503 | ZBP 48 | Stepped bushes of polyamide for shaft-D 48 for KW 6-8/10/12, for drum 80 | 0,37 | 68.328
315504 | ZKP 50-80 | Cone of polyamide for KTA 8, for drum hole-D 50-80 mm, each | 0,15 | 74.752
3155045 | ZKP 50-108 | Cone of polyamide for KTA 8, for drum hole-D 50-108 mm, each | 0,39 | 121.18
315505 | ZBP 51 | Stepped bushes of polyamide for shaft-D 51 mm, step 80 mm | 0,26 | 68.036
315506 | ZBP 60 | Stepped bushes of polyamide for shaft-D 60 mm, step 80 mm | 0,20 | 74.46
315508 | ZBP 70 | Stepped bushes of polyamide for shaft-D 70 mm, steps 140/125/99 | 0,92 | 102.2
315510 | ZBP 76 | Stepped bushes of polyamide for shaft-D 76 mm, steps 140/125/103 | 0,87 | 78.84
315515 | ZBP 90 | Stepped bushes of polyamide for shaft-D 90 mm, steps 140/125 | 0,64 | 96.36
315520 | ZBP 95 | Stepped bushes of polyamide for shaft-D 95 mm, steps 140/125 | 0,57 | 96.36
Центрирующие вставки
315765 | ZBS 101/125 | Centring bushes of steel for drum shafts D 101, drum hole D 125 | 10,00 | 325.58
315780 | ZBS 101/140 | Centring bushes of steel for drum shafts D 101, drum hole D 140 | 12,00 | 487.64
315815 | ZBS 108/145 | Centring bushes of steel for drum shafts D 108, drum hole D 145 | 15,00 | 363.54
315818 | ZBS 108/200 | Centring bushes of steel for drum shafts D 108, drum hole D 200 | 9,00 | 573.78
315840 | ZBS 114/140 | Centring bushes of steel for drum shafts D 114, drum hole D 140 | 11,00 | 424.86
315850 | ZBS 114/150 | Centring bushes of steel for drum shafts D 114, drum hole D 150 | 15,00 | 401.5
315880 | ZBS 114/200 | Centring bushes of steel for drum shafts D 114, drum hole D 200 | 15,00 | 639.48
315920 | ZBS 121/200 | Centring bushes of steel for drum shafts D 121, drum hole D 200 | 15,00 | 500.78
315940 | ZBS 127/140 | Centring bushes of steel for drum shafts D 127, drum hole D 140 | 4,00 | 327.04
315945 | ZBS 127/150 | Centring bushes of steel for drum shafts D 127, drum hole D 150 | 4,00 | 398.58
315952 | ZBS 127/200 | Centring bushes of steel for drum shafts D 127, drum hole D 200 | 12,00 | 576.7
315978 | ZBS 139/200 | Centring bushes of steel for drum shafts D 139, drum hole D 200 | 12,00 | 601.52
315987 | ZBS 159/185 | Centring bushes of steel for drum shafts D 159, drum hole D 185 | 16,00 | 576.7
315989 | ZBS 159/200 | Centring bushes of steel for drum shafts D 159, drum hole D 200 | 18,00 | 687.66
Траверсы погрузочные
317320 | KLT 31 | Loading traverse for cable drums 3 t, for drum width 1200-1800 mm | 35,00 | 1239.54
317322 | KLT 51 | Loading traverse for cable drums 5 t, for drum width 1200-1800 mm | 56,00 | 1487.74
317326 | KLT 81 | Loading traverse for cable drums 8 t, for drum width 1200-1800 mm | 84,00 | 1972.46
317330 | KLT 101 | Loading traverse for cable drums 10 t, for drum width 1200-1800 mm | 93,00 | 2203.14
317334 | KLT 121 | Loading traverse for cable drums 12 t, for drum width 1700-2500 mm | 148,00 | 3022.2
317338 | KLT 151 | Loading traverse for cable drums 15 t, for drum width 1700-2500 mm | 161,00 | 3267.48
317342 | KLT 181 | Loading traverse for cable drums 18 t, for drum width 1750-2750 mm | 250,00 | 4701.2
317346 | KLT 211 | Loading traverse for cable drums 21 t, for drum width 1750-2750 mm | 260,00 | 5270.6
Подъёмные крюки и другие устройства
317370 | KTH 30 | Cable drum quick-lift hook for lifting drums, 6 t/pair, for holes 80-105 | 6,40 | 239.44
317400 | KTH 50 | Cable drum quick-lift hook for lifting drums, 10 t/pair, for holes 90-125 | 12,40 | 308.06
317410 | KTH 80 | Cable drum quick-lift hook for lifting drums, 16 t/pair, for holes 125-140 | 19,70 | 738.76
317420 | KTH 125 | Cable drum quick-lift hook for lifting drums, 25 t/pair, for holes 125-140 | 25,40 | 1084.78
317430 | KTH 200 | Cable drum quick-lift hook for lifting drums, 40 t/pair, for holes 125-140 | 49,50 | 1608.92
317600 | 7152-3013 | Cable drum lifting shoe, lifting horiz cable drums to 1300 kg, hole-D 70-90 | 6,00 | 700.8
317605 | 7152-3028 | Cable drum lifting shoe, lifting horiz cable drums to 2800 kg, hole-D 100-130 | 11,50 | 848.26
317620 | 7152-1012 | Cable drum lifter rotating, lifting horiz cable drums to 1200 kg, hole-D 75-80 | 4,44 | 791.32
317625 | 7152-1022 | Cable drum lifter rotating, lifting horiz cable drums to 2200 kg, hole-D 100-110 | 10,10 | 846.8
Намотчики бухт и измерители длины
320120 | KA 600 | Cable uncoiled steel galv, for rings of D 100-500 mm, cap 40 kg | 7,00 | 331.42
320140 | KA 700 | Cable uncoiler steel galv, for rings of D 250-600 mm, cap 60 kg | 15,50 | 629.26
320160 | KA 800 | Cable uncoiler steel galv, for rings of D 250-700 mm, cap 60 kg | 18,00 | 664.3
320240 | KL 21 | Cable length measuring device to mount on KA 700-800, for cd 3-21 mm | 3,40 | 652.62
320245 | KL 21S | Cable length measuring device to KA 700-800, for cd 3-21, or rope-D 3-12 | 3,40 | 734.38
320250 | KL 50 | Cable length measuring device to mount on KA 700-800, for cd 3-50 mm | 4,20 | 700.8
320255 | KL 50S | Cable length measuring device to KA 700-800, for cd 3-50, or rope-D 3-22 | 4,20 | 804.46
Устройства для размотки, перемотки и перемещения кабельных барабанов
320290 | KTA 8 | Cable unwinder for small drums up to D 800 mm and with to 530 mm | 11,60 | 601.52
320292 | KTA 8W | Steel tube drum shaft D 50 mm, ball bearing for cable unwinder KTA 8 | 2,05 | 97.82
320300 | KW 6-8 | Cable drum tipping stand for drum-D 600-800, width 600 mm, max 300 kg | 13,00 | 430.7
320320 | KW 6-10 | Cable drum tipping stand for drum-D 600-1000, width 700 mm, max 500 kg | 22,00 | 550.42
320330 | KW 6-12 | Cable drum tipping stand for drum-D 600-1250, width 930 mm, max 800 kg | 38,00 | 816.14
320660 | KTA 7 | Cable drum wind-off roller for drum-D 100-1200, width 500 mm, to 150 kg | 8,80 | 208.78
320710 | KTA 2A | Cable drum wind-off roller, alu chassis with adj alu-rollers Two required | 8,20 | 350.4
322303 | DH 15 | Manual cable coilers on table plate without cable unwinder, for cd 3-16 mm | 12,30 | 421.5
322304 | DH 15A | Manual cable coilers on table plate with coil winder, for cd 3-16 mm | 21,90 | 655.5
322305 | DH 16 | Manual cable coilers on table plate without cable unwinder, for cd 1-16 mm | 11,30 | 399
322307 | DH 16A | Manual cable coilers on table plate with coil winder, for cd 1-16 mm | 20,80 | 633
322308 | DH 28 | Manual cable coiling machine, without coil winder for cable-D 3-30 mm | 60,00 | 805.5
322309 | TK 28 | Support for length measuring devices on coiler machines DH 28 | 2,40 | 217.5
322313 | DH 31 | Manual cable coiling machine, without drum adapter and coil winder, for cd 1-30 | 96,00 | 2553
322326 | DE 30F/MZ | Cable coiling machine for cd 1-30, manual cable traversing only for internal use | 212,00 | 14535
322327 | DE 30SF/MZ | Cable coiling machine for cd 1-30, autom cable traversing, only for internal use | 252,00 | 21195
322371 | SZ 3 | Power lead from top to coiling machines DF 30 F/SF, height 2,30 m | 3,10 | 283.5
322610 | DA 70 | Cable ring unwinder for cable rings, D 250-600, height 270 mm | 8,40 | 309
322611 | DA 80 | Cable ring unwinder for cable rings, D 250-700, height 270 mm | 9,40 | 322.5
322613 | RB 45 | Roller bow for winding cables from drums of upper stands for DE 30 | 6,80 | 460.5
322614 | TK 10 | Support for cable ring unwinder DA 70, DA 80, for DH 31/DE 30 | 8,20 | 451.5
322620 | DWA 20 | Adapter for coil winders DW 18 and DW 20, on machines DE 30 | 3,00 | 285
322623 | DW 18S | Conical coil winder, centre, D 300/80-90, inside 60, with foot, for DH 15-16 | 4,00 | 265.5
322624 | DW 18 | Conical coil winder, centre, D 300/80-90, inside 60, without foot, for DE 30 | 2,80 | 166.5
322625 | DW 20S | Conical coil winder, centre, D 380/150-170, inside 100, with foot, for DH 15-16 | 4,50 | 285
322626 | DW 20 | Conical coil winder, centre, D 380/150-170, inside 100, without foot, DE 30 | 3,30 | 172.5
322634 | DW 26VK | Coil winder collapsible, cylindrical D 600/200-420, inside adjustable 35-200 mm | 27,00 | 1996.5
322639 | DW 30VK | Coil winder collapsible, cylindrical D 800/350, inside adjustable 80-200 mm | 29,00 | 1966.5
322654 | DTW 80VK | Coil winder collapsible, cylindrical, for DTR 80 FH, D 800/350, inside 90-200 | 37,00 | 2874
322655 | DTW 90VK | Coil winder collapsible, cylindrical, for DTR 100 FH, D 800/350, inside 90-200 | 37,00 | 3006
3226621 | RW 36VK | Coil winder collapsible to TR 147-207, D 800/350, intern 90-200 | 32,00 | 3286.5
3226631 | RW 46VK | Coil winder collapsible to TR 147-207, D 900/450, intern 100-250 | 35,00 | 3463.5
3226641 | RW 56VK | Coil winder collapsible to TR 147-207, D 1000/460, intern 100-250 | 37,00 | 3780
322666 | RWG 80VK | Coil winder with drive for mounting on TRG 160-250, d 800/350, intwidth 100-200 | 80,00 | 9180
322672 | DS 32 | Adapter for wooden or plastic drums of max D 850 mm, for DE 30 | 5,50 | 415.5
322673 | DS 32H | Adapter axle for wooden or plastic spools to D 800, W to 400 mm | 5,60 | 424.5
322720 | SAA 20 | Control arm with nivomat for M/MZ20 | 8,00 | 2656.5
322723 | SAA 40 | Control arm with nivomat for M/MZ40 | 10,00 | 3475.5
322781 | RB 6090 | Roller bow to mount on M/MZ 60, for cables up to D 60 mm | 30,50 | 1897.5
322783 | RB 4090 | Roller bow to mount on M/MZ 40, 90° for cables up to D 40 mm | 10,10 | 721.5
3227831 | RBS 4090 | Roller bow to mount on M/MZ 40/40S, 90° for cables or ropes up to D 40 mm | 10,50 | 993
322790 | BRD 20 | Layering arm to M/MZ20, telescopic for traversing cables with DTR machines | 8,00 | 759
322791 | BRD 20S | Layering arm to M/MZ20S, telescopic for traversing cables with DTR machines | 8,00 | 748.5
322792 | BRD 40 | Layering arm to M/MZ40, telescopic for traversing cables with DTR machines | 8,00 | 771
322793 | BRD 40S | Layering arm to M 40S, telescopic for traversing cables with DTR machines | 8,00 | 748.5
322802 | BRT 40 | Layering arms on M 40, for cable traversing with machines TR/TRG | 8,00 | 1099.5
322803 | BRT 40S | Layering arms on M/MZ 40S, for cable traversing with machines TR/TRG | 8,00 | 1209
322804 | BRT 60 | Layering arms on M/MZ 60, for cable traversing with machines TR/TRG | 8,00 | 1318.5
322805 | BRT 60S | Layering arms on M/MZ 60S, for cable traversing with machines TR/TRG | 8,00 | 1428
322810 | HK 35 | Cable hand cutter for cable-D up to 35 mm, on MZ/M 20-40 | 5,80 | 510
322812 | HS 35 | Cable or rope hydr cutter for cable or rope up to D 10 mm, on MZ/M 20S-40S | 6,30 | 637.5
322820 | HKS 40 | Cable hydraulic cutting head up to cd 40, to mount on MZ 40 | 11,00 | 2988
322821 | HKS 60 | Cable cutting head, hydraulic, to C-D 40, for mounting on M/MZ 60 | 14,50 | 3135
322834 | REL 26D | Electr cable traversing for winding machines DTR 80-100, for cable-D 3-40 | 16,00 | 6060
322839 | LP 10 | Laser-Pointer for cable traversing on winding machines, fixing on M/MZ 20-80 | 5,00 | 667.5
322864 | AKZ 66 | Centring sleeves for drums with centre hole < 85, per pair | 5,40 | 735
322875 | KE 41 | Eccentric clamp for fixing the cable head to the coil winder DW 26-50 | 0,30 | 90
322930 | ACD 100 | Automatic identification and measuring device for cable diameters on DTR 80-100FH | 1,10 | 727.5
322950 | ACD 75 | Automatic identification and measuring device for cable diameters on DE 30SF | 1,10 | 945
322962 | HG 90 | Moving equipment mechanical to winding machine TR 147 | 18,00 | 1047
322965 | HG 100HI | Moving equipment hydraulically to winding machine TR 167/TRG 160 | 25,00 | 2568
322966 | HG 125HI | Moving equipment hydraulically to winding machine TR 207 | 26,00 | 3643.5
323110 | Power unit | Power supply 24V, for MID counters of M 20-60 S | 1,00 | 198
323326 | DE 30F | Electro cable coiling machine for cd 1-30, manual cable traversing, without acc | 212,00 | 13965
323327 | DE 30SF | Electro cable coiling machine for cd 1-30, autom cable traversing, without acc | 252,00 | 20850
323400 | DTR 80F | Cable drum and coiling machine, cable-D 3-35, hand pump, drum-D 400-800 | 455,00 | 19500
323410 | DTR 80FH | Cable drum and coiling machine as DTR 80F, but with electro-hydr drum lift | 480,00 | 25350
323430 | DTR 100FH | Cable drum and coiling machine c-D 3-40, electro-hydr drum lift D 400-1000 | 530,00 | 28050
323501 | TR 147F | Cable drum and coiling machine for cable-D 5-40, drum-D 600-1400 | 700,00 | 34650
323511 | TR 147FH | Cable drum and coiling machine for cable-D 5-40, drum-D 600-1400 | 700,00 | 40350
323531 | TR 167FH | Cable drum and coiling machine for cable-D 10-45, drum-D 700-1601 | 800,00 | 42900
323551 | TR 207FH | Cable drum and coiling machine for cable-D 10-60, drum-D 700-2000 | 1200 | 62250
323630 | TRG 160FH | Autom cable drum and coiling machine, TRG, CD 10-45, drum-D 600-1600 | 1050 | 69000
323650 | TRG 200FH | Autom cable drum and coiling machine, TRG, CD 10-60, drum-D 600-2000 | 1250 | 79650
323670 | TRG 250FH | Autom cable drum and coiling machine, TRG, CD 10-80, drum-D 600-2500 | 1650 | 91350
323700 | KT 001 | Conformity assessment for MZ 20-60/S | 0,01 | 811.5
323705 | KT 002 | Conformity assessment for M 20-60 S | 0,01 | 837
323710 | KA 001 | Calibration before delivery, not governmental authorization for HK/HD/KDM/KLM/MZ | 0,01 | 61.8
323720 | M 20 | Cable length measuring machine with electronic counter, cd 1-20 mm | 17,00 | 5100
323725 | M 20S | Cable length measuring machine with electronic counter, cd 1-20 and rope-d 1-8 | 17,00 | 5865
323730 | MZ 20 | Cable length measuring machine with mechanical counter, cd 1-20 mm | 16,00 | 2125.5
323735 | MZ 20S | Cable length measuring machine with mechanical counter, cd 1-20 , and rope-D 1-8 | 16,00 | 2890.5
323740 | M 40 | Cable length measuring machine with electronic counter, cd 3-40 mm | 28,00 | 5685
323745 | M 40S | Cable length measuring machine with electronic counter, cd 3-40 and rope-d 3-22 | 28,00 | 6480
323750 | MZ 40 | Cable length measuring machine with mechanical counter, cd 3-40 | 28,00 | 2919
323755 | MZ 40S | Cable length measuring machine with mechanical counter, cd 3-40, rope-D 3-22 | 28,00 | 3765
323760 | M 60 | Cable length measuring machine with electronic counter, cd 10-60 mm | 54,00 | 8160
323765 | M 60S | Cable length measuring machine with electronic counter, cd 10-60 , and rope-d 6-32 | 54,00 | 9360
323770 | MZ 60 | Cable length measuring machine with mechanical counter, cd 10-60 | 54,00 | 5385
323775 | MZ 60S | Cable length measuring machine with mechanical counter, cd 10-60, rope -D 6-32 | 54,00 | 6615
329050 | KTA 05 DE | Hose winding unit with rotary transmission lead through 0,5 t, drum-D 750-1300 | 87,00 | 7275
329051 | KTA 10 DE | Hose winding unit with rotary transmission lead through 1,0 t, drum-D 750-1300 | 106,00 | 7410
329054 | KTA 1,2 ST | Cable winding stand stationary for 2 drums, 1,0 t, drum-D 1000-1500 mm | 111,00 | 7815
329100 | KTA 1,0 ST | Cable winding stand, stationary 1,0 t, drum-D 630-1400 mm | 108,00 | 4260
329150 | KTA 1,0 FA | Cable winding and unwinding mobile 1,0 t, drum-D 630-1400 mm | 144,00 | 6525
329200 | KTA 1,5 ST | Cable winding stand, stationary 1,5 t, drum-D 630-1800 mm | 138,00 | 3975
329250 | KTA 1,5 FA | Cable winding and unwinding mobile 1,5 t, drum-D 630-1800 mm | 174,00 | 8940
329540 | TEA 204 | Cable drum drive, electric, to KTA 12, pulling force 250/125 kp, 2-60 m/min | 90,00 | 10470
329550 | TEA 208 | Cable drum drive, electric, to KTA 0,5-1,5, pulling force 250/125 kp, 0-15 U/min | 118,00 | 9990
331250 | RW 800 | Coil winder for KTU 3-10, D 800/500-430, int width 250 mm | 37,00 | 4065
331280 | RW 1000 | Coil winder for KTU 3-10, D 1000/600-550, int width 300 mm | 56,00 | 4650
331310 | RW 1400 | Coil winder for KTU 3-10, D 1400/1050-1000, int width 300 mm | 86,00 | 5175
331330 | RA 8014 | Locating device for coil winders, plug-in on all KTU 3-10 | 8,00 | 1165.5
331350 | KTU 3 ST | Cable winding stand stationary 3 t, drum-D 800-2500, int width 1740 mm | 420,00 | 12450
331400 | KTU 3 FA | Cable drum winding stand, mobile, 3 t, drum-D 1000-2500, int width 1740 mm | 450,00 | 17730
331442 | KTU 3 LH | Cable winding stand, hydr lift, for trucks, 3 t, drum-D 800-2500, int width 1740 | 470,00 | 14280
331445 | KTU 3 ZE | Cable winding stand for central drum drive 3 t, drum-D -2000, int width on nee | 403,00 | 19290
331454 | KTU 3 LS | Cable winding stand, without lift, for trucks, 3 t, drum-D 800-2800, int width 1740 | 390,00 | 8415
331458 | GAB 3-ST | Retainer for fork lifts, mountable, for KTU 3 ST/LH/LS | 64,00 | 1050
331500 | KTU 6 ST | Cable winding stand stationary 6 t, drum-D 800-3000, int width 1740 mm | 470,00 | 13695
331550 | KTU 6 FA | Cable drum winding stand, mobile, 6 t, drum-D 1000-3000, int width 1740 mm | 500,00 | 17895
331562 | KTU 6 LH | Cable winding stand, hydr lift, for trucks, 6 t, drum-D 800-3300, int width 1940 | 520,00 | 13920
331563 | KTU 6 LH | Cable winding stand, hydr lift, for trucks, 6 t, drum-D 800-3300, int width 1940 | 540,00 | 14310
331566 | KTU 6 LS | Cable winding stand, without lift, for trucks, 6 t, drum-D 800-3300, int width 1940 | 460,00 | 9570
331567 | KTU 6 LS | Cable winding stand, without lift, for trucks, 6 t, drum-D 800-3300, int width 1940 | 500,00 | 9645
331590 | GAB 6-ST | Retainer for fork lifts, mountable, for KTU 6 ST/LH/LS | 55,00 | 1266
331650 | KTU 10 ST | Cable winding stand stationary 10 t, drum-D 800-3300, int width 1940 mm | 540,00 | 14880
331700 | KTU 10 FA | Cable drum winding stand, mobile, 10 t, drum-D 1000-3300, int 1915 mm | 570,00 | 22800
331710 | KTU 15 FA | Cable drum winding stand, mobile, 15 t, drum-D 1200-3300, int 1915 mm | 785,00 | 37350
331715 | GAB 10-ST | Retainer for fork lifts, mountable, for KTU 10 ST/LH/LS | 60,00 | 1303.5
331736 | KTU 20 ST | Cable winding and unwinding stand, stationary 20 t, drum-D 2000-3700 | 1870 | 45450
331738 | KTU 20 ST | Cable winding and unwinding stand, stationary 20 t, drum-D 2700-4300 | 1880 | 48900
331740 | KTU 25 ST | Cable winding and unwinding stand, stationary 25 t, drum-D 3600-5100 | 1945 | 45450
331750 | KTU 55 ST | Cable winding and unwinding stand, stationary 55 t, drum-D 3600-5100 | 1980 | 46200
331752 | KTU 55 ST | Cable winding and unwinding stand, stationary 55 t, drum-D 4300-6000 | 1980 | 45450
331753 | TRB 3701 | Drum flange brake for KTU 20-55, drum-D 2000-3700, one-side | 135,00 | 7905
331754 | TRB 4301 | Drum flange brake for KTU 20-55, drum-D 2800-4300, one-side | 135,00 | 7905
331756 | TRB 5101 | Drum flange brake for KTU 20-55, drum-D 3600-5100, one-side | 136,00 | 7905
3317561 | TRB 6001 | Drum flange brake for KTU 20-55, drum-D 4300-6000, one-side | 149,00 | 8115
3317564 | TRB 3702 | Drum flange brake for KTU 20-55, drum-D 2000-3700, both-sides | 250,00 | 13860
331757 | TRB 4302 | Drum flange brake for KTU 20-55, drum-D 2800-4300, both-sides | 270,00 | 14745
331758 | TRB 5102 | Drum flange brake for KTU 20-55, drum-D 3600-5100, both-sides | 270,00 | 14745
3317581 | TRB 6002 | Drum flange brake for KTU 20-55, drum-D 4300-6000, both-sides | 270,00 | 14925
3317584 | TRV 3702 | Drum pre-and emergency brake to KTU 20-55, drum-D 2000-3700 both-sides | 213,00 | 15405
331759 | TRV 4302 | Drum pre-and emergency brake to KTU 20-55, drum-D 2800-4300 both-sides | 213,00 | 15405
331760 | TRV 5102 | Drum pre-and emergency brake to KTU 20-55, drum-D 3600-5100 both-sides | 213,00 | 15405
331761 | TRV 6002 | Drum pre-and emergency brake to KTU 20-55, drum-D 4300-6000 both-sides | 213,00 | 15405
331764 | TRV 3702 | Drum drive for KTU 20-55, for drum-D 2000-3700 mm, one-side | 265,00 | 14670
331765 | TAH 1604 | Drum drive for KTU 20-55, for drum-D 2000-3700 mm, both-sides | 450,00 | 23400
331766 | TAH 0802 | Drum drive for KTU 20-55, for drum-D 2800-4300 mm, one-side | 260,00 | 14670
331768 | TAH 1604 | Drum drive for KTU 20-55, for drum-D 2800-4300 mm, both-sides | 530,00 | 28155
331770 | TAH 0802 | Drum drive for KTU 20-55, for drum-D 3600-5100 mm, one-side | 260,00 | 14670
331772 | TAH 1604 | Drum drive for KTU 20-55, for drum-D 3600-5100 mm, both-sides | 535,00 | 30285
331773 | TAH 0802 | Drum drive for KTU 20-55, for drum-D 4300-6000 mm, one-side | 260,00 | 14670
3317732 | TAH 1604 | Drum drive for KTU 20-55, for drum-D 4300-6000 mm, both-sides | 530,00 | 28155
331776 | THH 4501 | Hand pump hydraulic for drum brakes for KTU 20-55, one-side | 29,00 | 3316.5
331778 | THH 4502 | Hand pump hydraulic for drum brakes for KTU 20-55, both-sides | 29,00 | 4395
331782 | TEH 4501 | Electro-hydraulic for drum brakes on KTU 20-55, one-side | 65,00 | 8790
331784 | TEH 4502 | Electro-hydraulic for drum brakes on KTU 20-55, both-sides | 62,00 | 9840
331786 | TTH 0802 | Electro-hydraulic for drum drives for KTU 20-55 one-side | 137,00 | 11940
331788 | TTH 1604 | Electro-hydraulic for drum drives for KTU 20-55 both-sides | 137,00 | 25950
331798 | TBS 2400 | Drum brake shoe to KTU 20-55, for drum-D 2000-2400 mm | 17,00 | 1678.5
331799 | TBS 2800 | Drum brake shoe to KTU 20-55, for drum-D 2400-2800 mm | 17,00 | 1678.5
331800 | TBS 3200 | Drum brake shoe to KTU 20-55, for drum-D 2800-3200 mm | 17,00 | 1678.5
331804 | TBS 3600 | Drum brake shoe to KTU 20-55, for drum-D 3200-3600 mm | 17,00 | 1678.5
331808 | TBS 4100 | Drum brake shoe to KTU 20-55, for drum-D 3600-4100 mm | 17,00 | 1678.5
331812 | TBS 4600 | Drum brake shoe to KTU 20-55, for drum-D 4100-4600 mm | 17,00 | 1678.5
331816 | TBS 5100 | Drum brake shoe to KTU 20-55, for drum-D 4600-5100 mm | 17,00 | 1678.5
331818 | TBS 5600 | Drum brake shoe to KTU 20-55, for drum-D 5100-5600 mm | 17,00 | 1695
331820 | TBS 5800 | Drum brake shoe to KTU 20-55, for drum-D 5600-6100 mm | 17,00 | 1695
333227 | TEZ 201 | Cable drum drive through centre of the drum, to KTU 3 ZE, pulling max 13 kN | 345,00 | 20505
333248 | TEE 502/MID | Cable drum drive electro mech, 1,5 kW, for KTU 3-10 with MID | 265,00 | 17340
333250 | TEE 502 | Cable drum drive electro mech, 1,5 kW, for KTU 3-6 | 263,00 | 14505
333254 | TEE 534 | Cable drum drive electro mech, 1,5 kW, for KTU 10 | 284,00 | 15900
333287 | HAE 310 | Hydr jack lifting device to KTU 3-10 Electro-motor 3 kW/400V if non drum drive | 24,00 | 5655
333288 | HAE 311 | Hydr jack lifting device to KTU 3-10 Electro-motor 3 kW/400V if with drum drive | 24,00 | 6015
335575 | LST 125 | Cable traversing table for cable length measuring machine for KTU 3-10 ST/FA | 145,00 | 8670
344100 | TRG 8120 | Drum transporting and winding stand for 8 drums of width max D 1200 | 277,00 | 5478
344110 | TRG 8120S | Drum transporting and winding stand for 6 drums of width max D 1200 | 250,00 | 5959.4
350592 | TAK 5013 | Drum shaft with ball bearing, alu D 50 mm, for unwinding stand TRG 1140 | 7,40 | 531.96
350684 | TAS 7511 | Rotating alu drum shaft for KTA 1,0, D 75, L 1140 mm | 23,50 | 1332.24
3506845 | TAS 7514 | Rotating alu drum shaft for KTA 1,5, D 75, L 1540 mm | 24,00 | 864.24
3507871 | TAS 750 | Cable drum shafts rotating, solid alu, D 75 mm, L 1450 mm, cap approx 4,9 t | 23,00 | 794.04
350788 | APR 752 | Surcharge for rotating alu drum shafts for KVS 1500-2000, D 75, L 1730 mm | 20,30 | 616.2
350789 | TAS 752 | Cable drum shafts rotating, solid alu, D 75 mm, L 1730 mm, cap approx 4,9 t | 27,00 | 889.2
350800 | VAB 760 | Preparation of drum shafts, if KVS type with a drum drive or with a disc brake | 7,00 | 333.84
350842 | BTB 202 | Cable drum band brake for KVS 1000-2000, braking app 200 kg | 10,00 | 1499.16
350862 | STBT 400 | Cable drum disc brake, mech for THD-jacks, 3200 Nm, on cable ca 400 kg | 37,00 | 2246.4
Стальные кабельные барабаны
376100 | TPC 100 | Cable steel drums, steel hot galv, D 1000/500, width ext/int 736/630 | 105,00 | 3654.4
376120 | TPC 120 | Cable steel drums, steel hot galv, D 1200/6300, width ext/int 736/630 | 130,00 | 3977.6
376140 | TPC 140 | Cable steel drums, steel hot galv, D 1400/710, width ext/int 856/750 | 175,00 | 4528
376160 | TPC 160 | Cable steel drums, steel hot galv, D 1600/800, width ext/int 1006/900 | 225,00 | 5408
376180 | TPC 180 | Cable steel drums, steel hot galv, D 1800/1120, width ext/int 1226/1120 | 280,00 | 6256
376200 | TPC 200 | Cable steel drums, steel hot galv, D 2000/1250, width ext/int 1246/1120 | 445,00 | 7664
376220 | TPC 224 | Cable steel drums, steel hot galv, D 2240/1400, width ext/int 1366/1120 | 550,00 | 8656
376250 | TPC 250 | Cable steel drums, steel hot galv, D 2500/1500, width ext/int 1366/1120 | 670,00 | 9136
376280 | TPC 280 | Cable steel drums, steel hot galv, D 2800/1800, width ext/int 1540/1400 | 825,00 | 11168
37628046 | TPC 280/3 | Cable steel drums, 3 chamber, D 2800/1900, width 1540, chamber-width 430 | 1140 | 14448
37628050 | TPC 280/3 | Cable steel drums, 3 chamber helix forms, D 2800/1600, width 1540 | 1600 | 20064
37630045 | TPC 300/3 | Cable steel drums, 3 chamber, D 3000/1900, width 1540, chamber-width 430 | 1290 | 15312
37632010 | TPC 320/3 | Cable steel drums, 3 chamber helix forms, D 3200/1800, width 1540 | 2250 | 21680
37632050 | TPC 320/3 | Cable steel drums, 3 chamber, D 3200/1900, width 1540, chamber-width 430 | 1700 | 16208
Ролики для протяжки воздушных линий
510090 | LKP 150 | Overhead cable pulley, poly D 150/90, groove-D 46 mm, MBL 6,0 kN | 1,10 | 42.632
510092 | LKM 108 | Overhead insulated cable pulley and clamp, pulley- D 108/80x52, MBL 5 kN | 1,50 | 58.692
510094 | LKM 115 | Overhead insulated cable pulley and clamp, pulley- D 115/80x65, MBL 5 kN | 2,20 | 63.51
510130 | LKD 140 | Overhead cable pulley, alu-roller D 140/86, groove-D 58 mm, MBL 2,0 kN | 3,00 | 192.72
510170 | LKK 140 | Overhead cable pulley, alu-roller D 140/86, groove-D 58 mm, MBL 6,0 kN | 2,30 | 156.22
510200 | MBF 140 | Pole bracket for overhead cable pulley LKK 140 | 1,60 | 65.992
510224 | LKW 140PS | Double tandem pulley, 4 poly-rollers D 140/80/58, MBL 21 kN | 17,00 | 694.96
510234 | LKW 140AS | Double tandem pulley, 4 alu-rollers D 140/80/58, MBL 21 kN | 17,70 | 763.58
510243 | LKT 200P | Double tandem pulley, 4 poly-rollers D 200/100/125, MBL 150 kN | 182,00 | 4730.4
510245 | LKT 202P | Double tandem pulley, 4 poly-rollers D 200/100/125, MBL 300 kN | 198,00 | 4394.6
510250 | LKD 250 | Overhead cable pulley, alu-roller D 250/166, groove-D 48, MBL 2,0 kN | 4,40 | 254.04
510310 | LKR 300 | Overhead cable pulley, alu-roller D 300/160, groove-D 92, MBL 15,0 kN | 8,60 | 386.9
510340 | LKT 300P | Double tandem pulley, 4 poly-rollers D 300/120/230, MBL 150 kN | 251,00 | 6745.2
510360 | MBF 300 | Pole bracket for overhead cable pulley SR 200/315, LKR 300, MBL 15,0 kN | 3,00 | 132.86
510802 | LKS 20/1 | Overhead grip, 1 loop, Kevlar with plastic, cd 10-20, L 1000/1100, MBL 1,2 kN | 0,10 | 42.778
510804 | LKS 30/1 | Overhead grip, 1 loop, Kevlar with plastic, cd 20-30, L 1000/1100, MBL 1,6 kN | 0,10 | 84.68
510806 | LKS 40/1 | Overhead grip, 1 loop, Kevlar with plastic, cd 30-40, L 1000/1100, MBL 2,2 kN | 0,11 | 94.9
510808 | LKS 50/1 | Overhead grip, 1 loop, Kevlar with plastic, cd 40-50, L 1000/1100, MBL 2,8 kN | 0,12 | 99.28
511100 | DRG 132/P | Double pulleys for conductor change, 2-poly-rollers-D 130/60/68, SWL 3,6 kN | 2,70 | 214.62
511101 | DRG 132/P | Double pulleys for conductor change, 2-poly-rollers-D 130/60/68, SWL 3,6 kN | 2,45 | 237.98
511130 | DRG 132/A | Double pulleys for conductor change, 2-alu-rollers-D 130/60/68, SWL 3,6 kN | 3,15 | 270.1
511131 | DRG 132/A | Double pulleys for conductor change, 2-alu-rollers-D 130/60/68, SWL 3,6 kN | 2,90 | 283.24
511300 | DRG 133/P | Triple pulleys for conductor change, 3-poly-rollers-D 130/60/68, SWL 3,6 kN | 3,70 | 319.74
511301 | DRG 133/P | Triple pulleys for conductor change, 3-poly-rollers-D 130/60/68, SWL 3,6 kN | 3,45 | 376.68
511330 | DRG 133/A | Triple pulleys for conductor change, 3-alu-rollers-D 130/60/68, SWL 3,6 kN | 4,40 | 394.2
511331 | DRG 133/A | Triple pulleys for conductor change, 3-alu-rollers-D 130/60/68, SWL 3,6 kN | 4,20 | 426.32
511361 | DRG 134Z1 | Accessory, 1 eye on DRG 132 or DRG 133 on the top or the bottom | 0,07 | 5.256
511362 | DRG 134Z2 | Accessory, 2 eyes on DRG 132 or DRG 133, one on the top and on the bottom | 0,14 | 9.928
513050 | MRK 02-80 | Alu snatch pulley with spring hook, D 115/80/15 mm, min hook load 400 kg | 1,20 | 151.84
513071 | MRK 05-70 | Alu snatch blocks with safety hook, D 70/50, passage 28, hook load 500 kg | 0,95 | 429.24
513076 | MRK 10-120 | Alu snatch block with safety hook, D 120/96, passage 38, hook load 1000 kg | 2,70 | 550.42
513078 | MRK 30-120 | Alu snatch block with safety hook, D 120/100, passage 38, hook load 3000 kg | 3,90 | 646.78
513081 | MRK 30-220 | Alu snatch block with safety hook, D 220/194, passage 38, hook load 3000 kg | 7,70 | 868.7
513083 | MRK 50-250 | Alu snatch block with safety hook, D 220/194, passage 40, hook load 5000 kg | 11,90 | 1268.74
513110 | SRD 115 | Overhead line pulley of alu, pulley-D 115/80x25, MBL 100 kg | 1,50 | 160.6
513170 | SRD 200 | Overhead line pulley of alu, pulley-D 200/130x33, MBL 200 kg | 3,10 | 186.88
513250 | SR 200 | Overhead line pulley of alu without hook, pulley-D 200/130x33, MBL 500 kg | 4,20 | 271.56
513480 | TS 315 | Overhead line pulley alu, pulley-D 315/250x42, MBL 500 kg | 5,80 | 327.04
513540 | SRD 315 | Overhead line pulley of alu, pulley-D 315/250x42, MBL 200 kg | 6,30 | 280.32
513590 | SR 315 | Overhead line pulley of alu without hook, pulley-D 315/250x42, MBL 600 kg | 7,90 | 346.02
515110 | TS 350 | Overhead line pulley alu, pulley-D 315/250x4, MBL 600 kg | 9,50 | 436.54
515120 | TS 350G | Overhead line pulley alu, with rubber inlay, pulley-D 315/250x42, MBL 1500 kg | 10,00 | 613.2
515170 | SR 350 | Overhead line pulley alu, without hook, pulley-D 350/260x58, MBL 1500 kg | 12,30 | 527.06
515180 | SR 350G | Overhead line pulley alu, with rubber inlay, pulley-D 350/260x58, MBL 1500 kg | 12,80 | 744.6
516130 | SB 250 | Pin for pulleys SR 200 and SR 315, steel galvanized | 0,80 | 28.47
516220 | AHD 16 | Rotating hook ID 75, for pulleys SR 200 and SR 315 Steel galv SWL 200 kg | 0,70 | 38.106
516600 | SZ 310 | Screw clamp for pulleys SR 200 and SR 315 Clamping range 35-110 mm | 1,47 | 96.36
516760 | STR 020 | Insulator alu roller for straight-on or slight bends, up to 150 mm², SWL 500 kg | 3,00 | 401.5
516765 | SCL 025 | Conductor lifter to take out the conductors of the insulator mounted pulley | 1,20 | 416.1
516790 | STE 030 | Insulator mounted angle pulley for pin insulators, 240 mm², SWL 500 kg | 6,70 | 1130.04
517250 | TS 580 | Overhead line pulley alu, pulley-D 580/480x58, MBL 1500 kg | 14,25 | 567.94
517260 | TS 580G | Overhead line pulley alu, with rubber inlay, D 580/480x58 mm, MBL 1500 kg | 15,25 | 889.14
517310 | SR 580 | Overhead line pulley alu, without hook, D 580/480x58, MBL 1500 kg | 17,60 | 750.44
517320 | SR 580G | Overhead line pulley alu, with rubber inlay, D 580/480x58 mm, MBL 1500 kg | 18,40 | 1070.18
Соединительные скобы для воздушных линий
537010 | FTS 28 | Connector rigid for overhead lines, OD 28, L 59, fork 11, bolt 17, MBL 17,7 kN | 0,14 | 60.298
537040 | FTS 41 | Connector rigid for overhead lines, OD 41, L 72, fork 14, bolt 19, MBL 110,0 kN | 0,35 | 71.102
537080 | FTS 48 | Connector rigid for overhead lines, OD 48, L 90, fork 19, bolt 20, MBL 116,0 kN | 0,53 | 83.22
537120 | FTS 56 | Connector rigid for overhead lines, OD 56, L 101, fork 19, bolt 22, MBL 220,0 kN | 0,77 | 93.44
537170 | FTS 60 | Connector rigid for overhead lines, OD 60, L 120, fork 26, bolt 27, MBL 360,0 kN | 1,05 | 113.88
Вертлюги для воздушных линий
537280 | FVD 18 | Swivel D 18/80/6,5, ball bearing, only for overhead lines, MBL 21 kN | 0,11 | 177.8
537300 | FVD 25 | Swivel D 25/109/9, ball bearing, only for overhead lines, MBL 45,0 kN | 0,30 | 182
537360 | FVD 30 | Swivel D 30/128/12, ball bearing, only for overhead lines, MBL 60,0 kN | 0,50 | 194.6
537410 | FVD 35 | Swivel D 35/137/12, ball bearing, only for overhead lines, MBL 90,0 kN | 0,70 | 208.6
537490 | FVD 40 | Swivel D 40/160/14, ball bearing, only for overhead lines, MBL 120,0 kN | 1,10 | 232.4
537550 | FVD 50 | Swivel D 50/187/18, ball bearing, only for overhead lines, MBL 165 kN | 1,90 | 299.6
537580 | FVD 55 | Swivel D 55/190/20, ball bearing, only for overhead lines, MBL 180 kN | 2,30 | 308
537640 | FVD 60 | Swivel D 60/220/23, ball bearing, only for overhead lines, MBL 225 kN | 3,10 | 450.8
537670 | FVD 65 | Swivel D 65/235/26, ball bearing, only for overhead lines, MBL 300 kN | 3,50 | 539
537700 | FVD 75 | Swivel D 75/270/30, ball bearing, only for overhead lines, MBL 320 kN | 6,70 | 981.4
537730 | FVD 85 | Swivel D 85/305/35, ball bearing, only for overhead lines, MBL 400 kN | 9,40 | 1121.4
537760 | FVD 100 | Swivel D 100/340/38, ball bearing, only for overhead lines, MBL 500 kN | 14,30 | 1796.2
537820 | FED 40 | Swivel D 40/160/14, electrical conductive to 84 Ampere, MBL 150 kN | 1,22 | 355.6
537835 | FED 55 | Swivel D 55/190/20, electrical conductive to 170 Ampere, MBL 180 kN | 2,65 | 700
537840 | FED 65 | Swivel D 65/235/26, electrical conductive to 170 Ampere, MBL 300 kN | 3,75 | 835.8
538802 | LZK 40-070 | Overhead line pull connectors, for 50-70 mm², D 9,6-12,0, MBL 60,0 kN | 1,16 | 681.8
538805 | LZK 40-125 | Overhead line pull connectors, for 95-125 mm², D 13,6-16,3, MBL 60,0 kN | 1,16 | 686
538810 | LZK 45-185 | Overhead line pull connectors, for 150-185 mm², D 17,1-19,0, MBL 75 kN | 1,60 | 709.8
538812 | LZK 50-265 | Overhead line pull connectors, for 210-265 mm², D 20,3-22,4, MBL 90,0 kN | 2,22 | 744.8
538814 | LZK 55-385 | Overhead line pull connectors, for 300-385 mm², D 24,1-26,7, MBL 120,0 kN | 2,30 | 949.2
538818 | LZK 60-570 | Overhead line pull connectors, for 385-570 mm², D 27,5-32,5, MBL 125,0 kN | 2,90 | 1073.8
Тяговые головки и чулки для воздушных линий
538822 | KEL 9,6 | Solid cone taper key for conductor D 9,6-10,5 mm | 0,05 | 58.8
538824 | KEL 11,7 | Solid cone taper key for conductor D 11,7-13,6 mm | 0,05 | 89.6
538826 | KEL 15,5 | Solid cone taper key for conductor D 15,5-16,3 mm | 0,06 | 65.94
538828 | KEL 17,1 | Solid cone taper key for conductor D 17,1-19,0 mm | 0,06 | 69.16
538830 | KEL 20,3 | Solid cone taper key for conductor D 20,3-22,4 mm | 0,09 | 72.8
538832 | KEL 24,1 | Solid cone taper key for conductor D 24,1-25,0 mm | 0,13 | 75.6
538834 | KEL 26,7 | Solid cone taper key for conductor D 26,7-27,0 mm | 0,15 | 81.2
538836 | KEL 28,8 | Solid cone taper key for conductor D 28,8-29,5 mm | 0,18 | 81.2
538855 | LKG 40-40 | Cardan joint for pull connector OD 40 mm, for swivel FED 40, MBL 150 kN | 2,16 | 749
538860 | LKG 45-45 | Cardan joint for pull connector OD 45 mm, for swivel FED 45, MBL 150 kN | 2,36 | 775.6
538865 | LKG 50-50 | Cardan joint for pull connector OD 50 mm, for swivel FED 50, MBL 165 kN | 2,85 | 806.4
538870 | LKG 55-55 | Cardan joint for pull connector OD 55 mm, for swivel FED 55, MBL 180 kN | 3,30 | 910
538875 | LKG 60-60 | Cardan joint for pull connector OD 60 mm, for swivel FED 60, MBL 180 kN | 4,10 | 918.4
538880 | LKT 40-60 | Mounting tool D 30x12x160, for line pull connectors for conductors 40-570 mm² | 0,40 | 95.2
540070 | MS 11 | Overhead line grip, 1 pressed loop, D 6-11, 25-50 mm², MBL 18,0 kN | 0,20 | 117.6
540120 | MS 16 | Overhead line grip, 1 pressed loop, D 11-16, 50-120 mm², MBL 36,0 kN | 0,40 | 127.4
540170 | MS 21 | Overhead line grip, 1 pressed loop, D 16-21, 95-210 mm², MBL 66,0 kN | 0,70 | 151.2
540220 | MS 27 | Overhead line grip, 1 pressed loop, D 16-21, 210-340 mm², MBL 93,0 kN | 1,40 | 172.2
540260 | MS 38 | Overhead line grip, 1 pressed loop, D 27-38, 360-680 mm², MBL 135,0 kN | 1,80 | 190.4
540310 | MS 45 | Overhead line grip, 1 pressed loop, D 36-45, 680- mm², MBL 135,0 kN | 2,10 | 218.4
540410 | MSP 11 | Overhead line grip, 1 hand-spliced loop, D 6-11, 25-50 mm², MBL 18,0 kN | 0,28 | 282.8
540420 | MSP 16 | Overhead line grip, 1 hand-spliced loop, D 11-16, 50-120 mm², MBL 36,0 kN | 0,55 | 358.4
540430 | MSP 21 | Overhead line grip, 1 hand-spliced loop, D 16-21, 95-210 mm², MBL 66,0 kN | 0,90 | 376.6
540440 | MSP 27 | Overhead line grip, 1 hand-spliced loop, D 16-21, 210-340 mm², MBL 93,0 kN | 2,10 | 432.6
540450 | MSP 38 | Overhead line grip, 1 hand-spliced loop, D 27-38, 360-680 mm², MBL 135,0 kN | 2,80 | 470.4
540460 | MSP 45 | Overhead line grip, 1 hand-spliced loop, D 36-45, 680- mm², MBL 135,0 kN | 3,20 | 508.2
540560 | SVS 10 | Rope connecting grip for rope-D 6-10 mm, L 1000, MBL 6,6 kN | 0,10 | 126
540600 | SVS 15 | Rope connecting grip for rope-D 10-15 mm, L 1500, MBL 10,2 kN | 0,13 | 134.4
540650 | SVS 20 | Rope connecting grip for rope-D 15-20 mm, L 1500, MBL 12,9 kN | 0,27 | 142.8
540660 | SVS 25 | Rope connecting grip for rope-D 20-25 mm, L 2000, MBL 22,4 kN | 0,40 | 152.6
540700 | SVS 30 | Rope connecting grip for rope-D 25-30 mm, L 2000, MBL 24,3 kN | 0,49 | 165.2
540750 | SVS 40 | Rope connecting grip for rope-D 30-40 mm, L 2000, MBL 35,1 kN | 0,60 | 173.6
Ножницы
543090 | C 9 | Rope and ACSR cutter for ACSR 35 mm², opening 12 mm | 0,80 | 162.06
543120 | C 12 | Rope and ACSR cutter for ACSR 70 mm², opening 15 mm | 1,50 | 264.26
543250 | C 16 | Rope and ACSR cutter for ACSR 95 mm², opening 25 mm | 2,30 | 379.6
543300 | C 16E | Rope and ACSR cutter for ACSR 185 mm², opening 28 mm | 2,30 | 378.14
543500 | SH 24 | Hydraulic rope and ACSR cutter 300 mm², opening D 24, for steel rope D 22 | 3,90 | 2154.96
543530 | SH 32 | Hydraulic rope and ACSR cutter 495 mm², opening D 32, for steel rope D 32 | 9,30 | 3185.72
543610 | SH 40 | Hydraulic rope and ACSR cutter 550 mm², opening D 40, for steel rope D 22 | 5,20 | 2502.44
543670 | SH 55 | Hydraulic rope and ACSR cutter 1000 mm², opening D 55, for steel rope D 30 | 7,80 | 3181.34
Ролики с крюками
548240 | DSR 10 | Snatch blocks steel pulley D 85/107, passage 7 mm, hook load 1000 kg | 3,30 | 221.92
548243 | DSR 20 | Snatch blocks steel pulley D 150/190, passage 13 mm, hook load 2000 kg | 8,90 | 362.08
548246 | DSR 30 | Snatch blocks steel pulley D 180/220, passage 15 mm, hook load 3200 kg | 15,50 | 473.04
548249 | DSR 60 | Snatch blocks steel pulley D 210/260, passage 18 mm, hook load 6400 kg | 26,50 | 826.36
Динамометры
550035 | DBA 02 | Dynamometer for catenary and overhead line, 0-250 kg, ± 0,6 %, scale 5 kg | 1,90 | 3401.8
550065 | DBA 05 | Dynamometer for catenary and overhead line, 0-500 kg, ± 0,6 %, scale 10 kg | 1,90 | 3571.16
550090 | DYB 10 | Dynamometer for overhead line works, 0-1000 kg, ± 0,6 %, scale 20 kg | 1,90 | 2938.98
550095 | DBA 10 | Dynamometer for catenary and overhead line, 0-1000 kg, ± 0,6 %, scale 20 kg | 1,90 | 3898.2
550105 | DBA 15 | Dynamometer for catenary and overhead line, 0-1500 kg, ± 0,6 %, scale 20 kg | 2,40 | 4219.4
550120 | DYM 20 | Dynamometer for overhead line works, 0-2000 kg, ± 0,6 %, scale 25 kg | 7,80 | 4423.8
550150 | DYO 30 | Dynamometer for overhead line works, 0-3000 kg, ± 0,6 %, scale 50 kg | 7,80 | 4423.8
550190 | TM-05 | Dynamometer for overhead line works, 0-500 kg, ± 3 %, scale 10 kg | 0,90 | 1210.34
550192 | TM-10 | Dynamometer for overhead line works, 0-1000 kg, ± 3 %, scale 20 kg | 1,00 | 1306.7
550194 | TM-20 | Dynamometer for overhead line works, 0-2000 kg, ± 3 %, scale 50 kg | 1,10 | 1422.04
550196 | TM-30 | Dynamometer for overhead line works, 0-3000 kg, ± 3 %, scale 50 kg | 1,90 | 1537.38
550198 | TM-50 | Dynamometer for overhead line works, 0-5000 kg, ± 3 %, scale 50 kg | 2,60 | 1787.04
Лебёдки со стальным тросом
550280 | SZA 08 | Steel rope hoists, alu-construction, 800 kg, rope-D 8,4 hook load 800 kg | 15,50 | 515.38
550310 | SZA 16 | Steel rope hoists, alu-construction, 1600 kg, rope-D 11,5 hook load 1600 kg | 26,00 | 919.8
550340 | SZA 32 | Steel rope hoists, alu-construction, 3200kg, rope-D 16,0 hook load 3200 kg | 44,60 | 1638.12
550370 | SLM 546 | Steel rope tensioner, lightweight, 500 kp/4,60 m, 1000 kp/2,30 m | 6,50 | 550.42
550374 | SLM 763 | Steel rope tensioner, lightweight, 700 kp/6,00 m, 1400 kp/3,00 m | 6,00 | 689.12
550376 | SLM 952 | Steel rope tensioner, lightweight, 900 kp/5,20 m, 1800 kp/2,60 m | 5,90 | 705.18
Цепные лебёдки
550580 | KRZ 02 | Ratchet chain hoists with round link chains, lift 2,5 kN, 1,50 m | 2,20 | 230.68
550581 | KRZ 05 | Ratchet chain hoists with round link chains, lift 5,0 kN, 1,50 m | 2,80 | 305.14
550582 | KRZ 07 | Ratchet chain hoists with round link chains, lift 7,5 kN, 1,50 m | 7,00 | 313.9
550584 | KRZ 15 | Ratchet chain hoists with round link chains, lift 15,0 kN, 1,50 m | 11,00 | 400.04
550586 | KRZ 30 | Ratchet chain hoists with round link chains, lift 30,0 kN, 1,50 m | 14,90 | 967.98
Блоки
550660 | FLZ 60 | Pulley blocks, 3 fold, lift 250 kg, pulleys-D 60 mm, rope- D 10x20 m | 2,60 | 124.1
550670 | FLZ 70 | Pulley blocks, 3 fold, lift 300 kg, pulleys-D 70 mm, Rope- D 12x20 m | 4,30 | 192.72
550680 | FLZ 80 | Pulley blocks, 3 fold, lift 350 kg, pulleys-D 80 mm, Rope- D 12x20 m | 4,40 | 198.56
Инструмент для установки столбов
550810 | MHW 50 | Pole extraction jack, safety crank, pole pulling chain 5 t, Lift 700 mm, height 1120 | 46,40 | 1359.26
551200 | MSG 301 | Pole erection bars, spiked head, 3,00 m, 2 alu-rods D 54 mm, pole-D 100-250 | 15,00 | 690.58
551202 | MSG 402 | Pole erection bars, spiked head, 4,00 m, 2 alu-rods D 54 mm, pole-D 100-250 | 22,00 | 862.86
551204 | MSG 502 | Pole erection bars, spiked head, 5,00 m, 2 alu-rods D 54 mm, pole-D 100-250 | 25,00 | 927.1
551206 | MSG 602 | Pole erection bars, spiked head, 6,00 m, 2 alu-rods D 54 mm, pole-D 100-250 | 28,00 | 1011.78
551208 | MSG 704 | Pole erection bars, spiked head, 7,00 m, 2 alu-rods D 54 mm, pole-D 100-250 | 38,00 | 1264.36
551213 | MSL 250 | Pole spiked chain, self-mounting on wooden rods D 65, for poles D 100-250 | 1,50 | 135.78
551220 | MGA 301 | Pole erection fork, length 3,00 m, for pole-D 100-250 mm | 11,00 | 673.06
551222 | MGA 402 | Pole erection fork, length 4,00 m, for pole-D 100-250 mm | 14,00 | 821.98
551224 | MGA 502 | Pole erection fork, length 5,00 m, for pole-D 100-250 mm | 16,00 | 859.94
551226 | MGA 602 | Pole erection fork, length 6,00 m, for pole-D 100-250 mm | 18,00 | 896.44
551232 | MGL 250 | Pole fork for self-mounting on wooden rods D 55 mm, for poles D 100-250 | 3,80 | 359.16
551310 | MEB 1515 | Pole hand ground borer, D 150, depth 1,50 m, borer, handle and extension 700 | 5,30 | 213.16
551313 | MEB 1520 | Pole hand ground borer, D 200 Depth 1,50 m, borer, handle and extension 700 | 6,10 | 240.9
551316 | MEB 1525 | Pole hand ground borer, D 250, Depth 1,50 m, borer, handle and extension 700 | 8,80 | 283.24
551323 | MEV 0718 | Extension for pole ground borer 700 mm, for D 150-200 mm | 1,40 | 42.632
551324 | MEV 1018 | Extension for pole ground borer 1000 mm, for D 150-200 mm | 2,10 | 46.428
551327 | MEV 0720 | Extension for pole ground borer 700 mm, for D 250-300 mm | 1,80 | 44.968
551328 | MEV 1020 | Extension for pole ground borer 1000 mm, for D 250-300 mm | 2,60 | 53.728
551340 | MES 1515 | Pole ground anchor, high quality steel, galv D 150 mm, length 1500 mm | 2,80 | 40.004
551342 | MES 1520 | Pole ground anchor, high quality steel, galv D 200 mm, length 1500 mm | 3,25 | 51.976
551345 | MES 2015 | Pole ground anchor, high quality steel, galv D 150 mm, length 2000 mm | 3,60 | 47.012
551347 | MES 2020 | Pole ground anchor, high quality steel, galv D 200 mm, length 2000 mm | 4,00 | 50.954
551349 | MES 2024 | Pole ground anchor, high quality steel, galv D 240 mm, length 2000 mm | 5,00 | 52.852
551352 | EST 1520 | Socket wrench reinforced for pole ground anchors MES 1515-MES 2024 | 5,00 | 151.84
551355 | RIM 16 | Eye nut for screwing on the pole ground anchors, thread M 16 | 0,24 | 5.986
551358 | SPS 16 | Turn buckle for connecting stay wires with the ground anchors | 1,00 | 14.454
Щётки для чистки проводов
560400 | SRA 40 | Overhead conductor cleaning brush, blue for ACSR-D 10-40 mm | 0,20 | 91.98
560410 | SRC 40 | Overhead conductor cleaning brush, red for CU-D 10-40 mm | 0,20 | 93.44
Продольные зажимы (лягушки)
561500 | SCS 5 | Come along clamps for pcs and Cu D 1-5 mm, 1-16 mm², MBL 5 kN | 0,27 | 53.144
561510 | SCS 9 | Come along clamps for pcs and Cu D 3-9 mm, 6-35 mm², MBL 10,0 kN | 0,85 | 81.76
561520 | SCS 12 | Come along clamps for pcs and Cu D 4-12 mm, 16-70 mm², MBL 17,0 kN | 1,20 | 100.74
561530 | SCS 18 | Come along clamps for pcs and Cu D 5-18 mm, 50-150 mm², MBL 30 kN | 1,85 | 132.86
561540 | SCS 28 | Come along clamps for pcs and Cu D 10-28 mm, 90-400 mm², MBL 35,0 kN | 3,80 | 254.04
561550 | SCS 40 | Come along clamps for pcs and Cu D 20-40 mm, 240-800 mm², MBL 40,0 kN | 6,20 | 477.42
561580 | SAA 8 | Come along clamps for Al, ACSR D 5,4-8,5 mm, 25-35 mm², MBL 10,0 kN | 0,80 | 84.68
561600 | SAA 12 | Come along clamps for Al, ACSR D 5-12 mm, 16-70 mm², MBL 17,0 kN | 1,15 | 99.28
561630 | SAA 18 | Come along clamps for Al, ACSR D 8-18 mm, 50-150 mm², MBL 30 kN | 1,79 | 146
561680 | SAA 28 | Come along clamps for Al, ACSR D 15-28, 120-400 mm², MBL 35,0 kN | 3,80 | 259.88
561685 | SAA 40 | Come along clamps for Al, ACSR D 20-40, 240-800 mm², MBL 40,0 kN | 5,50 | 394.2
561702 | AL-20 | Come along clamps for bare wires-D 5-22, jaw-L 90, for CU/ACSR, MBL 20 kN | 1,50 | 162.06
561704 | AL-30 | Come along clamps for bare wires-D 5-22, jaw-L 90, for CU/ACSR, MBL 30 kN | 1,70 | 216.08
561706 | W-30 | Come along clamps for bare wires-D 6-22, jaw L 90, for CU/ST, MBL 30 kN | 1,70 | 219
561708 | AL-50 | Come along clamps for bare wires-D 18-36, jaw-L 190, for CU/ACSR, MBL 50 kN | 4,70 | 487.64
Клиновые зажимы
561720 | KSP 10 | Wedge type clamps for bare wires of D 5,0-10,0, jaws-L 100 MBL 10,0 kN | 1,00 | 221.92
561722 | KSP 14 | Wedge type clamps for bare wires of D 10,5-14,0, jaws-L 155 MBL 20,0 kN | 2,00 | 319.74
561724 | KSP 21 | Wedge type clamps for bare wires of D 15,0-21,0, jaws-L 240 MBL 30 kN | 5,20 | 506.62
Зажимы для изолированных проводов
561780 | KSK 25 | Cable clamps for insulated cables, D 8-25, or 4x35 mm², MBL 5 kN | 0,90 | 141.62
561800 | KSK 34 | Cable clamps for insulated cables, D 16-34, or 4x70 mm², MBL 12,0 kN | 2,20 | 211.7
561810 | KSK 45 | Cable clamps for insulated cables, D 28-45, or 4x95 mm², MBL 18,0 kN | 3,10 | 321.2
561910 | KST 10,5 | Clamps for insulated telecom air cables-D 5,5-10,5 MBL 4,0 kN | 0,17 | 15.622
561912 | KST 13,5 | Clamps for insulated telecom air cables-D 10,5-13,5 MBL 7,0 kN | 0,40 | 19.564
561914 | KST 17,5 | Clamps for insulated telecom air cables-D 13,5-17,5 MBL 9,0 kN | 0,65 | 25.404
561916 | KST 24,0 | Clamps for insulated telecom air cables-D 16,5-24,0 MBL 16,0 kN | 1,35 | 58.692
Тросы
571312 | LKS 07-21 | Polyester plastic rope for pole winches, D 7, MBL 12,0 kN, stretch 4 % | 0,04 | 1.2118
571411 | FKS 06-001 | Covered polyester rope, type Cup, D 6 mm, MBL 7,8 kN, stretch 3-5 % | 0,03 | 0.8176
571413 | FKS 08-001 | Covered polyester rope, type Cup, D 8 mm, MBL 13,0 kN, stretch 3-5 % | 0,05 | 2.92
571415 | FKS 10-001 | Covered polyester rope, type Cup, D 10 mm, MBL 22,0 kN, stretch 3-5 % | 0,07 | 2.19
571417 | FKS 12-001 | Covered polyester rope, type Cup, D 12 mm, MBL 32,0 kN, stretch 3-5 % | 0,10 | 3.212
571418 | FKS 14-001 | Covered polyester rope, type Cup, D 14 mm, MBL 46,0 kN, stretch 3-5 % | 0,14 | 3.942
571419 | FKS 16-001 | Covered polyester rope, type Cup, D 16 mm, MBL 65,0 kN, stretch 3-5 % | 0,18 | 4.088
571420 | FKS 18-001 | Covered polyester rope, type Cup, D 18 mm, MBL 77,0 kN, stretch 3-5 % | 0,21 | 5.402
571421 | FKS 20-001 | Covered polyester rope, type Cup, D 20 mm, MBL 85,0 kN, stretch 3-5 % | 0,26 | 7.008
571441 | FKS 06-101 | Double braided polyester rope, Gemini, D 6 mm, MBL 11,0 kN, stretch 4-6 % | 0,03 | 1.0658
571443 | FKS 08-101 | Double braided polyester rope, Gemini, D 8 mm, MBL 15,0 kN, stretch 4-6 % | 0,04 | 1.533
571445 | FKS 10-101 | Double braided polyester rope, Gemini, D 10 mm, MBL 24,0 kN, stretch 4-6 % | 0,07 | 2.19
571447 | FKS 12-101 | Double braided polyester rope, Gemini, D 12 mm, MBL 32,0 kN, stretch 4-6 % | 0,09 | 3.066
571448 | FKS 14-101 | Double braided polyester rope, Gemini, D 14 mm, MBL 45,0 kN, stretch 4-6 % | 0,13 | 4.234
571449 | FKS 16-101 | Double braided polyester rope, Gemini, D 16 mm, MBL 65,0 kN, stretch 4-6 % | 0,18 | 5.694
571450 | FKS 18-101 | Double braided polyester rope, Gemini, D 18 mm, MBL 83,0 kN, stretch 4-6 % | 0,23 | 6.862
571451 | FKS 20-101 | Double braided polyester rope, Gemini, D 20 mm, MBL 100,0 kN, stretch 4-6 % | 0,29 | 8.76
571471 | FKS 06-121 | Covered Dyneema rope-D 6, MBL 16,5 kN, stretch 1-2 % | 0,03 | 2.555
571473 | FKS 08-121 | Covered Dyneema rope-D 8, MBL 30 kN, stretch 1-2 % | 0,04 | 4.088
571475 | FKS 10-121 | Covered Dyneema rope-D 10, MBL 49 kN, stretch 1-2 % | 0,07 | 6.132
571477 | FKS 12-121 | Covered Dyneema rope-D 12, MBL 75 kN, stretch 1-2 % | 0,10 | 8.906
571478 | FKS 14-121 | Covered Dyneema rope-D 14, MBL 95,0 kN, stretch 1-2 % | 0,13 | 11.534
571479 | FKS 16-121 | Covered Dyneema rope-D 16, MBL 120,0 kN, stretch 1-2 % | 0,18 | 15.476
571480 | FKS 18-121 | Covered Dyneema rope-D 18, MBL 150 kN, stretch 1-2 % | 0,22 | 20.878
571481 | FKS 20-121 | Covered Dyneema rope-D 20, MBL 190,0 kN, stretch 1-2 % | 0,28 | 24.82
571486 | FKS 06-201 | Covered Dyneema rope-D 6, high tensile, MBL 27 kN, stretch 1-2 % | 0,02 | 3.504
571488 | FKS 08-201 | Covered Dyneema rope-D 8, high tensile, MBL 50 kN, stretch 1-2 % | 0,04 | 7.008
571490 | FKS 10-201 | Covered Dyneema rope-D 10, high tensile, MBL 85 kN, stretch 1-2 % | 0,07 | 11.242
571492 | FKS 12-201 | Covered Dyneema rope-D 12, high tensile, MBL 115 kN, stretch 1-2 % | 0,09 | 14.454
571493 | FKS 14-201 | Covered Dyneema rope-D 14, high tensile, MBL 155 kN, stretch 1-2 % | 0,11 | 18.688
571494 | FKS 16-201 | Covered Dyneema rope-D 16, high tensile, MBL 205 kN, stretch 1-2 % | 0,13 | 24.236
571495 | FKS 18-201 | Covered Dyneema rope-D 18, high tensile, MBL 220 kN, stretch 1-2 % | 0,17 | 32.704
571496 | FKS 20-201 | Covered Dyneema rope-D 20, high tensile, MBL 265 kN, stretch 1-2 % | 0,20 | 42.194
Петли на тросы
57159806 | loop | Spliced eye to all am plastic ropes, for rope-D 6 mm, per 1 pc | 0,01 | 31.974
57159808 | loop | Spliced eye to all am plastic ropes, for rope-D 8 mm, per 1 pc | 0,01 | 37.084
57159810 | loop | Spliced eye to all am plastic ropes, for rope-D 10 mm, per 1 pc | 0,01 | 37.084
57159812 | loop | Spliced eye to all am plastic ropes, for rope-D 12 mm, per 1 pc | 0,01 | 39.566
57159814 | loop | Spliced eye to all am plastic ropes, for rope-D 14 mm, per 1 pc | 0,01 | 39.566
57159816 | loop | Spliced eye to all am plastic ropes, for rope-D 16 mm, per 1 pc | 0,01 | 44.53
57159818 | loop | Spliced eye to all am plastic ropes, for rope-D 18 mm, per 1 pc | 0,01 | 49.348
57159820 | loop | Spliced eye to all am plastic ropes, for rope-D 20 mm, per 1 pc | 0,01 | 53.582
Лестницы для работы на столбах
585380 | MGA 8,8 | Pole ascent ladder, alu 3-parts, length total 8,80 m, fall arrester accessory | 40,00 | 3679.2
585390 | MGA 11,6 | Pole ascent ladder, alu 4-parts, length total 11,60 m, fall arrester accessory | 52,00 | 4599
585400 | MGA 14,4 | Pole ascent ladder, alu 5-parts, length total 14,40 m, fall arrester accessory | 64,00 | 6132
585420 | MGA 20,0 | Pole ascent ladder, alu 7-parts, length total 20,00 m, fall arrester accessory | 88,00 | 8570.2
585430 | VST 8820 | Fall arrester suitable for all pole ascent ladders, acc EN-norms | 1,70 | 1359.26
585620 | MHA 214 | Suspension ladder, alu with steel stop hooks D 320 mm, L- 2,14 m, load 100 kg | 8,90 | 619.04
585630 | MHA 270 | Suspension ladder, alu with steel stop hooks D 320 mm, L- 2,70 m, load 100 kg | 9,80 | 684.74
585640 | MHA 326 | Suspension ladder, alu with steel stop hooks D 320 mm, L- 3,26 m, load 100 kg | 10,70 | 785.48
585650 | MHA 382 | Suspension ladder, alu with steel stop hooks D 320 mm, L- 3,82 m, load 100 kg | 11,60 | 792.78
585660 | MHA 438 | Suspension ladder, alu with steel stop hooks D 320 mm, L- 4,38 m, load 100 kg | 13,50 | 833.66
585670 | MHA 494 | Suspension ladder, alu with steel stop hooks D 320 mm, L- 5,77 m, load 100 kg | 15,10 | 1003.02
Компрессоры
960102 | VE 100 | Compressor electro 100 l/min 12 bar, for mini cables D 0,8-4,0, up to 200 m | 31,00 | 1951.6
960111 | VE 240 | Compressor electro 240 /min 10 bar, for mini cables D 0,8-4,0, up to 1500 m | 54,00 | 9676
960114 | ME 13 | Compressor electro, 620 l/min 15 bar, for mini FOC D 0,8-6,0, to 2000 m | 205,00 | 14792.8
960118 | MK 172 | Compressor petrol 1,0 m³/min 15 bar, for mini FOC D 0,8-9,0, up to ca 2000 m | 206,00 | 15350.4
960121 | M 31 | Compressor diesel 1,9 m³/min 14 bar, mini FOC in ducts to ID 16, to 2000 m | 585,00 | 24822
960125 | M 125 | Compressor diesel 10,7 m³/min 12 bar, for FOC in duct-ID to 41, to 2000 m | 2088 | 89820
960145 | KHN 172 | Support for after cooler mounted tiltable on compressor MK 171 | 8,50 | 674.04